## Grand Summary
Summary | Total amount
General requirements | 0
BLOCK A-WORKS | 0
BLOCK B-WORKS | 0
OUTDOOR WORKS | 0
Subtotal DDP Price in USD (excluding VAT) | 0
VAT 11% (if applicable) | 0
Grand Total DDP (including VAT) | 0

## General req
BILL OF QUANTITIES: GENERAL REQUIREMENTS
ITEM | DESCRIPTION | QUANTITY | UNIT | Material | Labor | Equip. | Subcontractor | OH & Profit | UNIT RATE | Total AMOUNT
General Contractual Requirements The Contractor shall provide and maintain, at its own cost, all insurances required under the Conditions of Contract throughout the execution period of the Works. The Contractor shall coordinate with and notify all relevant authorities regarding any temporary road closures, traffic diversions, utility interruptions, or other activities required for the proper execution of the Works. The Contractor shall be responsible for arranging meetings, obtaining necessary approvals, and following up on all matters related to the Project with the concerned authorities. Where required, the Contractor shall provide temporary power supplies or other utilities necessary to ensure the uninterrupted and proper execution of the Works. Throughout the Contract period, the Contractor shall implement all necessary health, safety, security, and environmental measures in accordance with the Contract requirements and applicable regulations. The Contractor shall maintain a safe working environment for personnel and the public, provide all required safety equipment and protective measures, and ensure that adequate warning signs, barriers, and security signage are installed and maintained on site at all times. The Contractor shall also display UNDP-provided signage related to the prevention and reporting of sexual harassment.
In the event of any accident, injury, or incident occurring during the execution of the Works, the Contractor shall immediately notify the Employer and take all necessary actions to provide prompt medical assistance and transportation, where required, at its own expense and without entitlement to additional compensation. The Contractor shall submit a detailed incident report to the Employer, including all relevant documentation, a description of the event, and the corrective and preventive measures implemented to avoid recurrence. The Contractor shall also promptly inform the Employer of any claims arising from such incidents and keep the Employer fully informed of all developments until the matter is resolved.
The Contractor shall be responsible for repairing, reinstating, or replacing, at its own cost, any existing infrastructure, utilities, roads, buildings, or other assets damaged as a result of the execution of the Works. The Contractor shall submit weekly progress reports by email to the Supervising Engineer, highlighting work progress, issues encountered, and any proposed changes or corrective actions. In addition, a progress report shall accompany each payment application and shall include, as a minimum: 1-Photographic records showing the condition before, during, and after completion of the Works; 2-Labor records and timesheets in the format provided by UNDP; 3-Project log sheets and site records; 4-Log sheets documenting any potential variation orders, claims, or requests for extension of time. The Contractor shall maintain complete and accurate records of all activities associated with the Project and make such records available to the Employer upon request.
G1 | General Items
G1-1 | Mobilization and Demobilization. | 1 | LS | [5 empty] | 0 | 0
G1-2 | Prior to the commencement of any work activities, the Contractor shall establish and maintain a secure project perimeter to prevent unauthorized access and protect personnel, warehouse operations, visitors, and the public. The project boundary shall be enclosed with suitable fencing, barricades, or hoarding of adequate height and strength, and all entry and exit points shall be controlled and clearly identified. Appropriate warning signs, safety notices, emergency contact information, and mandatory PPE requirements shall be prominently displayed at all access locations. Pedestrian walkways and vehicle routes shall be clearly segregated and marked to minimize the risk of collisions and ensure safe movement around the site. Adequate lighting, where required, shall be provided to maintain visibility and security during working and non-working hours. The Contractor shall maintain emergency access routes free from obstruction at all times and establish exclusion zones around hazardous work areas as necessary. Daily inspections shall be conducted to verify the integrity of fencing, barriers, gates, signage, and access controls, with any deficiencies corrected immediately. The Contractor shall remain fully responsible for the security, maintenance, and effectiveness of all perimeter protection measures throughout the duration of the project | 1 | LS | [5 empty] | 0 | 0
G1-3 | The Contractor shall provide prefabriacted or demountable offices or other.The Contractor shall also provide and pay all the services needed to carry out all the works,paid in monthly payments. | 1 | LS | [5 empty] | 0 | 0
G1-4 | Existing utilities mapping (connection for: potable water, sewer, drainage, telephone, electricalpower..) | 1 | LS | [5 empty] | 0 | 0
G1-5 | Preparation, submission, revision, coordination, and obtaining approval from LAF of all architectural and interior finishing shop drawings required for execution of the works in accordance with the architectural drawings, BOQ, specifications, and project requirements. The item shall include, but not be limited to, detailed shop drawings for partitions, ceilings, flooring, wall finishes, cladding, joinery, doors, windows, ironmongery, millwork, sanitary fixtures, built-in furniture, reflected ceiling plans, setting-out drawings, material schedules, architectural details, coordination drawings, and all other drawings necessary for proper execution of the works. The item shall include verification of site conditions and dimensions, coordination with all disciplines, incorporation of all review comments until approval is obtained, and submission of complete As-Built Drawings and documentation reflecting the final executed works.
a) | Architectural Drawings | 1 | LS | [5 empty] | 0 | 0
G1-6 | Preparation, submission, revision, coordination, and obtaining approval from LAF of all electrical design calculations, shop drawings, coordination drawings, layouts, single-line diagrams, riser diagrams, panel schedules, load calculations, and all other documents required for execution of the Electrical Works in accordance with the tender drawings, BOQ, specifications, and applicable codes and standards. The item shall include verification of site conditions, coordination with all disciplines, incorporation of all review comments until approval is obtained, and submission of complete As-Built Drawings and documentation upon completion of the works.
a) | Electrical Drawings for Block A | 1 | L.S | [5 empty] | 0 | 0
b) | Electrical Drawings for Block B | 1 | L.S | [5 empty] | 0 | 0
c) | Electrical Drawings for Outdoor area | 1 | L.S | [5 empty] | 0 | 0
G1-7 | Preparation, submission, revision, coordination, and obtaining approval from LAF of all mechanical design calculations, shop drawings, coordination drawings, schematics, riser diagrams, equipment schedules, HVAC drawings, plumbing and drainage drawings, water supply drawings, firefighting drawings , and all other documents required for execution of the Mechanical Works in accordance with the tender drawings, BOQ, specifications, and applicable codes and standards. The item shall include verification of site conditions, coordination with all disciplines, incorporation of all review comments until approval is obtained, and submission of complete As-Built Drawings and documentation upon completion of the works
a) | Mechanical Drawings for Block A | 1 | L.S | [5 empty] | 0 | 0
b) | Mechanical Drawings for Block B | 1 | L.S | [5 empty] | 0 | 0
c) | Mechanical Drawings for Outdoor area | 1 | L.S | [5 empty] | 0 | 0
G1-8 | Carry out a structural assessment of the existing reinforced concrete structures, including visual inspection, concrete compressive strength testing through extraction and laboratory testing of a minimum of three (3) concrete core samples from each building block, reinforcement scanning using Ferroscan or other approved method, structural analysis, and verification of the structures' capacity to support the proposed loads. The contractor shall provide all labor, equipment, testing, engineering calculations, and a final structural adequacy report prepared and signed by a qualified structural engineer. Deliverables: -Concrete core test results. -Reinforcement survey report. -Structural integrity assessment. -Verification of load-carrying capacity for the proposed design. -Recommendations for repair or strengthening, if required. -Final structural engineering report.
| Structural integrity study | 1 | L.S | [5 empty] | 0 | 0
| TOTAL EXCLUDING VAT US$ | [8 empty] | 0
| VAT (11%) | [8 empty] | 0
| TOTAL INCLUDING VAT US$ | [8 empty] | 0

## BLOCK A
Item | Description | Total Qty | Unit | Material | Labor | Equip. | Subcontractor | OH & Profit | Unit Price | Total Amount (USD)
DIVISION 2 - SITEWORK
A | Signs
| Supply, fabricate, install, test and commission illuminated façade signage comprising extruded 3D channel letters and illuminated logo, manufactured from powder-coated aluminum and acrylic faces with internal IP65-rated LED illumination. The item shall include mounting frame, supports, drivers, power supplies, wiring, weatherproof connections, stainless steel fixings, shop drawings, fabrication, transportation, installation, testing, commissioning, as-built documentation, warranties, and all accessories required for a complete operational signage system, in accordance with approved drawings and specifications. Dimensions:W=10mx H=2m | 1 | L.S | [5 empty] | 0 | 0
DIVISION 3 - CONCRETE WORKS
A | MAINTENANCE OF CAST-IN-PLACE CONCRETE
Supply and execution of a smooth skim coat finish to all precast concrete ceiling surfaces and undersides. Item includes scaffolding, surface preparation, mechanical grinding of panel misalignments, and cleaning of all longitudinal joints. Joints must be filled with approved non-shrink grout or epoxy filler and reinforced with fiberglass mesh tape and necessary works to leave surfaces completely smooth and ready for direct paint application, all as per specifications and Engineer's approval."
1) | Maintenance for surfaces | 1000 | m2 | [5 empty] | 0 | 0
B | CAST-IN-PLACE CONCRETE
Supply and pour screed, laid horizontally and to slopes, troweled smooth finish as specified, including steel reinforcement where required, expanded polystyrene filler board, dry joint, sealant where required and all fixing and accessories necessary to the good execution of the works as specified and as shown on details and drawings. Price shall also include all needed works for surface preparation up to the Engineer's Satisfaction
1) | Screed to slope to floor fro Bathroom and Roof | 150 | m3 | [5 empty] | 0 | 0
DIVISION 4 - MASONRY
A | UNIT MASONRY
Supply and install precast concrete blocks smooth finish of standard sizes, bedded and jointed in Ordinary Portland Cement and salt free sand mortar (1:4), including reservation to all conduits, ducts and pipes, polystyrene, wire mesh fixed mechanically, galvanized steel anchors each 2 courses, architrave bead, external corner bead, corner reinforcement with 1000mm expanded metal lath strips, haulage, hoisting, scaffolding, cast-in-situ reinforced concrete in Ordinary Portland Cement for lintels and solid blocks jambs to doors and windows openings in CMU walls, complete including formwork, steel reinforcement and all fixings and accessories necessary for the good execution of the works, in compliance with the specifications, and as shown on drawings and details
1) | 120mm thick, hollow concrete blocks | 3650 | m² | [5 empty] | 0 | 0
2) | 150mm thick, hollow concrete blocks | 1700 | m² | [5 empty] | 0 | 0
3) | 200mm thick, hollow concrete blocks | 100 | m² | [5 empty] | 0 | 0
DIVISION 5 - METALS
A | MISCELLANEOUS METALS
Galvanized Steel Element complete including support, paint, welds ,fittings(plates, anchors,…)all necessary fixing accessories, anti-corrosion paint with primer; as specified and/or as shown on drawings and details, and up to the Engineer's satisfaction.
1) | Galvanized steel ladder | 50 | Kg | [5 empty] | 0 | 0
DIVISION 7 - THERMAL AND MOISTURE PROTECTION
A | SBS Membrane
Supply and apply Slated waterproofing membrane, including cleaning, preparation of substrata and periphery of upstand where required, Aluminum flashing, concrete angle fillet, sealant wherever required, overlapping, and all fixings and accessories necessary for the proper execution of the works, as specified and/or as shown on drawings and details.
1) | To Roofs including perimeter, 300mm high | 750 | m² | [5 empty] | 0 | 0
B | LIQUID-APPLIED WATERPROOFING
Supply and apply polyurethane waterproof liquid applied membrane (dry thickness 1.5 mm), including water cut-off mastic, mastic sealant, work around penetrations with polyurethane mastic sealant, concrete curb under threshold, filling of cavities with mortar, plastering where needed, concrete angle fillet and all necessary fixing accessories as specified and as shown on drawings and details. Price to include, cleaning, preparation of substrata and periphery of upstand where required, testing, dismantling, and re-installing of tanks, compressors, fixtures, electro-mechanical amenities.
2) | To toilet floors and terraces including perimeter, 300mm high | 150 | m² | [5 empty] | 0 | 0
3) | Supply and install a non-woven geotextile filter fabric with a minimum weight of 100 g/m² , ensuring a minimum 300 mm overlap at all joints | 650 | m² | [5 empty] | 0 | 0
4) | Supply and install minimum 50 mm thick high-density rigid thermal insulation boards, ensuring all boards are tightly jointed. | 650 | m² | [5 empty] | 0 | 0
DIVISION 8 - DOORS AND WINDOWS
A | FLUSH WOOD DOORS
Supply and install a 49mm Formica-coated wooden door including subframe and frame, complete with complete ironmongery, stainless steel hinges, handle, and keylock of approved quality, finished with high-pressure laminate (Formica) facing on both sides with matching durable edge banding, complete with a galvanized steel angle at the bottom, including dismantling of the existing damaged door and removal from site; all wooden works to be initially cured and treated to resist humidity and insects, with all repairs and making good (plaster and paint) to the surrounding walls included
1) | Door 1000x2200mm | 80 | No | [5 empty] | 0 | 0
2) | Door- 2200x140mm | 5 | No | [5 empty] | 0 | 0
3) | Door- 1800x70mm for toilets | 30 | No | [5 empty] | 0 | 0
4) | Door- 800x2200mm | 5 | No | [5 empty] | 0 | 0
Supply and install Sound-insulated wooden door with natural veneer finish, complete with frame, subframe, and magnetic card access system, in accordance with the specified dimensions, including all necessary ironmongery, fixing, finishing, and accessories, as per drawings and specifications, to the satisfaction of the Engineer
1) | Type D03 - 100x2200mm |  | No | [5 empty] | 0 | 0
B | METAL DOORS
Supply and install single panel, dimensions adjusted to existing opening, thickness 3mm, complete with frame, ironmongery, hardware, handles cylinder lock, provided with anti corrosion painting (two coats and primer). Price to include repair, making good (plaster and paint) to the surrounding walls.
1) | Steel Door 1000x2200mm | 750 | Kg | [5 empty] | 0 | 0
| Supply and install Sand blast glass securit Door (12 mm thick) St Gobain or equivalent high, 20 mm fire rated, metal frame, complete with all necessary accessories and, architrave, including sound attenuated sealer, the door system, including door, frame hardware and accessories, should be soundproof, up to Engineer Satisfaction | [7 empty] | 0 | 0
2) | Door for entrances | 20 | m2 | [5 empty] | 0 | 0
3) | Supply a genuine heavy-duty MAB fixation hydraulic floor spring assembly complete with a matching accessory kit, including a galvanized steel floor cement box, interchangeable spindle axle, top pivot set, and bottom strap | 8 | Unit | [5 empty] | 0 | 0
C | ALUMINUM WORKS
Supply and Install Aluminum Double glazed fixed panel aluminum with 6mm tempered clear glass, with frame, and all accessories needed for installation and proper use. Price to inlcude repair, making good (plaster and paint) to the surrounding walls (internal and external).
1) | Aluminum façade | 450 | m2 | [5 empty] | 0 | 0
2) | Aluminum and fiberglass skylight louvers for Shaft |  | m2 | [5 empty] | 0 | 0
Supply and install a heavy-duty, powder-coated aluminium balustrade system complete with vertical posts, intermediate spindles, horizontal top and bottom rails, structural masonry anchoring fasteners, and matching end-caps
2) | Ballustrade | 50 | L.m | [5 empty] | 0 | 0
Supply and Install powder coated Aluminum door overall size, complete including ironmongery, angles, horizontal frames with EPDM gasket, fixed beads, sealant, hardware, powder coated paint, aluminum profiles, including tiling of door opening and all necessary fixing accessories as specified and to Engineer's approval. Repair, making good (plaster and paint) to the surrounding wall to be included.
3) | Aluminum door - 90x220 cm | 30 | No | [5 empty] | 0 | 0
DIVISION 9 - FINISHES
A | PORTLAND CEMENT PLASTER
Supply and apply cement and sand plastering including stops, beads, needed scaffolding or machinery, and all details necessary for the proper execution of the works; as specified and as shown on drawings and details. Price to include SBR, fiber, galvanized steel mesh, polystyrene boards, or any other accessories for the proper execution of the works.
1) | To internal walls and columns, surfaces, and ceiling 15mm nominal thickness | 8500 | m² | [5 empty] | 0 | 0
2) | To external walls, columns,, surfaces, and ceiling, 20 mm nominal thickness | 2000 | m² | [5 empty] | 0 | 0
B | CERAMIC TILES
Supply and Install heavy duty ceramic tiles to floors, including adhesive, sand or crushed stone, cutting, chamfering, pointing, colored grouting, jointing, and all means necessary for the proper execution of the works, as specified and/or as shown on finishing schedule, drawings and details
1) | 600x600mm Full Body,Anti-slippery ceramic tiles to floors | 2000 | m² | [5 empty] | 0 | 0
2) | Ceramic tiles for skirting with min thickness 8mm | 2000 | L.m | [5 empty] | 0 | 0
3) | 300x300mm ceramic floor tiles, Full Body, with a minimum thickness of 8 mm, for bathroom floors | 150 | m² | [5 empty] | 0 | 0
4) | 200x200mm porcelain tiles to walls, min 8mm thickness | 800 | m² | [5 empty] | 0 | 0
5) | Granite Stair (Tread), min Thickness 20mm | 215 | L.m | [5 empty] | 0 | 0
6) | Granite Stair (Riser), min Thickness 20mm | 215 | L.m | [5 empty] | 0 | 0
7) | Granite Skirting , min Thickness 10mm | 300 | L.m | [5 empty] | 0 | 0
8) | 600x600mm Granite, min Thickness 20mm for Stairs Landings | 40 | m2 | [5 empty] | 0 | 0
9) | Granite Skirting , min Thickness 10mm | 50 | L.m | [5 empty] | 0 | 0
C | Wallpaper
| Supply and Install Wall covering (wallpaper), executed as per attached drawings and approved samples, complete with all necessary materials, adhesives, preparation works, and accessories, to the satisfaction of the Engineer |  | m² | [5 empty] | 0 | 0
D | STONE FLOORING
1) | Supply and Install 20mm Thick Marble Thresholds for doors - dimensions as per door frames dimensions |  | lm | [5 empty] | 0 | 0
2) | Supply and Install 30mm thick, carrara marble stone lintels, 15cm wide for windows and doors | 200 | lm | [5 empty] | 0 | 0
Supply and install countertops complete including leveling, colored grout, adhesive, mortar, sink perforation, fascia and backsplash, granite sink, upstands where required and all fixings and electromechanical connections and accessories (P-trap, drainage, water supply, and others), as specified and/or as shown on drawings and details
3) | 20 mm thick, Stone countertop (Granite Galaxy) |  | m2 | [5 empty] | 0 | 0
E | PAINTING
All paint work shall include for supplying all necessary materials, machines, tools, scaffolding, storage and protection, cleaning and preparing substrates to receive paint, additives, mixing, sampling and testing, working on curved areas and narrow width necessary for the good execution of the works as shown on details and drawings, specified, instructed by the manufacturer and to the approval of the Engineer
Internal Paint
Prepare surfaces, remove dust, grease and any foreign material, apply primer sealer, putty, sand to smooth surfaces, clean, apply undercoat and anti-bacterial paint, as specified and/or as shown on drawings, details
1) | Internal Rubber-Based paint to Walls and Ceiling (caoutchouc) | 5000 | m² | [5 empty] | 0 | 0
F | HIGH PERFORMANCE COATINGS
External Paint
Prepare surfaces, remove of old paint residues, dust, grease and any foreign material, apply primer sealer, putty, sand to smooth surfaces, clean, apply undercoat and acrylic paint (2 layers) and one additional layer of water repellent, as specified and/or as shown on drawings, details and finishing schedule. Price to include workmanship, scaffolding and all needed accessories, and up to the Engineer's instruction.
1) | External paint to façade (Mohair roll application) | 2000 | m² | [5 empty] | 0 | 0
Supply and apply a multi-layer, UV-resistant outdoor acrylic sports court painting system over a prepared base, consisting of a surface primer, two coats of textured acrylic resurfacer, two coats of non-fading pigmented acrylic color topcoat, and precision-painted contrasting game lines to deliver a durable, slip-resistant, and completely weatherproof finish
2) | Paint for Courts Floors | 105 | m² | [5 empty] | 0 | 0
G | GYPSUM BOARD
Supply and install Gypsum board bulkhead, including supports ,expansion joints and access panels wherever required and all necessary fixing accessories; as specified and / or as shown on drawings and details. Price to include painting and all needed detailing.
1) | Gypsum Board to ceiling- minimum 8mm thick |  | m² | [5 empty] | 0 | 0
2) | Concealed openings for indirect lighting. |  | lm | [5 empty] | 0 | 0
H | Wood Works
Supply and Install Wooden decorative works for reception halls and rooms, complete with all necessary materials, framing, fixing, finishes, and accessories, executed as per drawings and specifications
1) | Wood for decoration |  | m2 | [5 empty] | 0 | 0
I | PVC False Ceiling
Supply and install PVC false ceiling, including supports ,expansion joints and access panels wherever required and all necessary fixing accessories; as specified and / or as shown on drawings and details. Pattern and color to be approved by the Engineer.
1) | PVC False Ceiling | 1800 | m² | [5 empty] | 0 | 0
DIVISION 15 - MECHANICAL
A | PIPES AND FITTINGS
Supply and install heating water piping made of black seamless steel (Schedule 40), insulated with 2.5 cm thick mineral wool (density 64 kg/m³), for exposed pipes inside rooms.
1) | Steel pipes, dia=2 inch (main) | 50 | lm | [5 empty] | 0 | 0
2) | Steel pipes, dia=2 inch | 20 | lm | [5 empty] | 0 | 0
3) | Steel pipes, dia=1 1/2 inch | 30 | lm | [5 empty] | 0 | 0
4) | Steel pipes, dia=1 1/4 inch | 30 | lm | [5 empty] | 0 | 0
Supply and install Polypropylene cold water pipes including fittings, joints, connections, complete, as specified and as shown on drawings
1) | PPR pipes, dia=2 inch | 40 | lm | [5 empty] | 0 | 0
2) | PPR pipes, dia=1 1/2 inch | 50 | lm | [5 empty] | 0 | 0
3) | PPR pipes, dia=1 1/4 inch | 50 | lm | [5 empty] | 0 | 0
4) | PPR pipes, dia= 1 inch | 30 | lm | [5 empty] | 0 | 0
5) | PPR pipes, dia= 3/4 inch | 50 | lm | [5 empty] | 0 | 0
Supply and install Polypropylene hot water pipes including fittings, joints, connections, complete, as specified and as shown on drawings
1) | PPR pipes, dia=1 1/2 inch | 250 | lm | [5 empty] | 0 | 0
2) | PPR pipes, dia=1 1/4 inch | 150 | lm | [5 empty] | 0 | 0
3) | PPR pipes, dia= 1 inch | 100 | lm | [5 empty] | 0 | 0
4) | PPR pipes, dia= 3/4 inch | 400 | lm | [5 empty] | 0 | 0
5) | PPR pipes, dia=1/2 inch | 250 | lm | [5 empty] | 0 | 0
Supply and install UPVC pipes for waste water including fittings, joints, connections, complete, as specified and as shown on drawings
1) | UPVC pipes, dia=2 inch | 125 | lm | [5 empty] | 0 | 0
2) | UPVC pipes, dia=3 inch | 175 | lm | [5 empty] | 0 | 0
3) | UPVC pipes, dia=4 inch | 100 | lm | [5 empty] | 0 | 0
4) | UPVC pipes, dia=5 inch | 50 | lm | [5 empty] | 0 | 0
5) | PVC pipes, dia=3 inch PN 16 | 50 | lm | [5 empty] | 0 | 0
Supply and install Ball valves and fittings complete, for cold and water as specified and as shown on drawings
1) | Double Regulating valve PN 20, dia=2 inch | 1 | No | [5 empty] | 0 | 0
2) | Double Regulating valve PN 20, dia=1 inch | 1 | No | [5 empty] | 0 | 0
3) | Bronze valves, dia=2 inch | 2 | No | [5 empty] | 0 | 0
4) | Bronze valves, dia=1 1/2 inch | 4 | No | [5 empty] | 0 | 0
5) | Bronze valves, dia=1 1/4 inch | 4 | No | [5 empty] | 0 | 0
6) | Bronze valves, dia=1 inch | 2 | No | [5 empty] | 0 | 0
7) | Bronze valves, dia=3/4 inch | 2 | No | [5 empty] | 0 | 0
Floor Cleanouts; with flange, closure plug, collar, adjustable strainer; grating; set in finished flooring, outlet passing through structural slab; include for connecting pipework and bends up to horizontal pipework; complete as specified and as shown on drawings
1) | FCO, dia=4 inch | 10 | No. | [5 empty] | 0 | 0
2) | Junction Box with Cover, dia=4 inch | 12 | No. | [5 empty] | 0 | 0
Floor drains; with flange, weep holes, outlet caulk connection, integral trap and auxiliary inlet, adjustable strainer; set in finished flooring, outlet passing through structural slab; include for connecting pipework as specified and as shown on drawings
1) | FD, dia= 3 inch | 45 | No. | [5 empty] | 0 | 0
2) | Roof drain with Dome , dia=3 inch | 12 | No. | [5 empty] | 0 | 0
Manhole made of reinforced concrete with all necessary works, accessories and labor for proper excecution and connection, including Ductile Iron Font Cover.
1) | Manhole:200cmx80cmx 80cm | 5 | No. | [5 empty] | 0 | 0
2) | Manhole:80cmx80cmx 80cm | 5 | No. | [5 empty] | 0 | 0
| Galvanized vents G90 according to SMACNA & ASHRAE standards | 500 | Kg | [5 empty] | 0 | 0
Flexible pipes according to SMACNA & ASHRAE standards
1) | D=25cm | 10 | L.M | [5 empty] | 0 | 0
2) | D=30cm | 20 | L.M | [5 empty] | 0 | 0
3) | D=35cm | 25 | L.M | [5 empty] | 0 | 0
B | PLUMBING FIXTURES
Plumbing sanitary fixtures including all component parts, angle valves, traps, taps, flexible connections, control, assembly, connections to supply and waste pipework, sealant, etc. complete as specified and as shown on drawings and details
1) | Lavatory including mirror and shelve | 30 | No. | [5 empty] | 0 | 0
2) | Western Water closet | 30 | No. | [5 empty] | 0 | 0
3) | Perineal Hose | 30 | No. | [5 empty] | 0 | 0
4) | Kitchen sink mixer | 5 | No. | [5 empty] | 0 | 0
5) | Lavatory Mixer | 35 | No. | [5 empty] | 0 | 0
6) | Shower Mixer | 25 | No. | [5 empty] | 0 | 0
7) | Heavy-duty, food-grade 304 stainless steel counter-top measuring 120 cm x 60 cm, complete with an integrated, fully welded seamless basin measuring 33 cm x 50 cm x 50 cm, securely mounted on a rigid supporting frame or cabinetry, and finished with satin surfaces, a sound-dampening undercoating, a high-flow drainage waste kit, and watertight wall-joint sealin | 25 | No. | [5 empty] | 0 | 0
8) | Heavy-duty, anti-slip acrylic or resin-composite shower tray (bac à douche), (90cmx90cm)precisely leveled and securely fixed onto a prepared base, complete with a high-flow drainage waste trap, watertight perimeter sealing, and all necessary connections to the wastewater system | 25 | No. | [5 empty] | 0 | 0
C | FANS &GRILLS
Centrifugal fresh air fans complete with fly screen, motors, impeller assembly, wires and wiring, anti vibration control, fixings, supports, anchors, accessories, etc. complete as specified and as shown on drawings
1) | 50 LPS @ 100pa | 15 | No. | [5 empty] | 0 | 0
2) | 140 LPS @ 100pa | 2 | No. | [5 empty] | 0 | 0
3) | 200 LPS @ 100pa | 2 | No. | [5 empty] | 0 | 0
Security air supply grill with opposed blade volume damper
1) | 20cmx20cm | 20 | No. | [5 empty] | 0 | 0
2) | 50cmx50cm | 2 | No. | [5 empty] | 0 | 0
D | Hot Water& Heating System
Supply and Installation of the following:
Electric Hot water heater storage tanks including drain, valves, automatic air vent, connections, accessories, etc. complete as specified and as shown on drawings and details
1) | HWST, Capacity=80 L, 1500W | 15 | No. | [5 empty] | 0 | 0
2) | HWST, Capacity=100 L, 1800 W | 6 | No. | [5 empty] | 0 | 0
3) | HWST, Capacity=200 L, 2000 W | 2 | No. | [5 empty] | 0 | 0
4) | Cast iron sectional boilers complete with control panel, safety valve, drain valve, two gate valves, manometer and thermometer, jacketing and all necessary works for the operation of the units. Boiler working pressure shall not be less than 4 Bars. Capacities:220KW, Approved material: Buderus, De Dietrich, Riello or equal | 1 | L.S | [5 empty] | 0 | 0
5) | Fuel oil burners including all necessary fittings, nozzles, fuel valve, emergency shut-off valve and filter, wiring and all necessary works for the operation of the units. Capacities:250KW, Approved material: Buderus, De Dietrich, Riello or equal | 1 | L.S | [5 empty] | 0 | 0
6) | Heating water centrifugal in line type pumps, single stage circulating type, complete with two gate valves, one check valve, manometer fittings, accessories and all necessary works for the operation of the units. Capacities: 12.5m3/hr at 4m head | 2 | L.S | [5 empty] | 0 | 0
7) | Open expansion tank, 2mm GS sheet, complete with cover, gate valve, float valve and connection to the domestic cold water network. Capacity: 250L | 1 | L.S | [5 empty] | 0 | 0
8) | Heating element with angle valve and all accessories 126Watt | 1750 | No. | [5 empty] | 0 | 0
9) | Black steel fuel tank thickness 3 mm including filling valve, drain and outlet valves, level indicator, fittings, paint, accessories and material to complete the job, Capacity: 2000 liter | 2 | No. | [5 empty] | 0 | 0
10) | Black seamless steel pipes conforming to SCH40 for boiler with paint, special supports and hangers, fittings expansion joints, brackets, bonding cement, cleaning materials, accessories, material and labor to complete the job. Diameter:2 inch | 50 | L.M | [5 empty] | 0 | 0
11) | Black sheet steel flue chimney thickness 3mm complete with supports, paint, 5cm rockwool insulation. Inner Diameter: 30cm | 40 | L.M | [5 empty] | 0 | 0
E | Air-conditioning units& Accessories:
Supply and install of a factory-assembled Air Conditioning Unit, featuring an inverter with dual inverter-driven compressor units, including a high and low-pressure ambient kit, high-pressure safety, low-pressure safety, defrost control, overload protection relay, over-voltage and under-voltage protection. The scope also includes electrical cables and containment system connections(up to 15m) between the indoor and outdoor units, a weekly programmable wired thermostat, and complete metallic condensate drain pipes with accessories and connections to the nearest approved drain. The indoor and outdoor units should be equipped with a galvanized steel base with vibration isolators. All cables shall be installed within approved cable containment systems The price should cover the removal of existing units, all necessary works to ensure proper fixation of all AC components inside and on the building façade, up to the Engineer's approval.
1) | AC Unit 24000 BTU/Hr- Split type | 3 | No. | [5 empty] | 0 | 0
2) | AC Unit 18000 BTU/Hr- Split type | 2 | No. | [5 empty] | 0 | 0
3) | AC Unit 12000 BTU/Hr- Split type | 43 | No. | [5 empty] | 0 | 0
4) | Portable dry chemical powder fire extinguisher, wall-mounted- 20 Lbs | 10 | No. | [5 empty] | 0 | 0
5) | Automatic dry powder fire extinguisher, ceiling-mounted, for storage rooms- 10 Lbs | 15 | No. | [5 empty] | 0 | 0
6) | CO2 total flooding system for mechanical rooms including necessary accessories and connections. | 1 | L.S | [5 empty] | 0 | 0
7) | Water Tank 2000 liter,3 layers, NTG or equivalent, including all valves and accessories | 8 | No. | [5 empty] | 0 | 0
8) | Submersible sewage Pumping set (2 pumps) inlcuding all connections and accessories. 2.5m3/h @0.4 Bar | 1 | No. | [5 empty] | 0 | 0
|  |  | No. | [5 empty] | 0 | 0
DIVISION 16 - ELECTRICAL & IT
A | PANELBOARDS
Supply, install and connect MDB, SMDBs with busbars, moulded case circuit breakers, contactors, fuses, switch - disconnectors, spares, spaces, surge arrestors, digital indicating and measuring devices, wires ground conductors cables lugs and accessories, all as described in the specifications and as specified to the satisfaction of the Engineer. And supply secondary distribution boards including cabinets, circuit breakers, busbars, connectors, switch-disconnectors, spares and spaces including all trunking and wires, ground conductors and accessories from DB's to branches circuit breakers as shown and specified on drawings. All the panel boards components shall be labeled and identified with a durable fixed identification and to the satisfaction of the Engineer.
1) | Panel Board, IP40, Plastic 36 Modules | 1 | No | [5 empty] | 0 | 0
2) | Panel Board, IP40, Plastic 48 Modules | 1 | No | [5 empty] | 0 | 0
3) | Panel Board, IP40, Plastic 72 Modules | 2 | No | [5 empty] | 0 | 0
4) | Panel Board, IP40, Plastic 96 Modules | 2 | No | [5 empty] | 0 | 0
5) | Panel Board, IP40, Plastic 144 Modules | 1 | No | [5 empty] | 0 | 0
6) | Metallic Panel Board, Floor Mounting , 120cmx180cm (SDBa, SDBb) | 1 | No | [5 empty] | 0 | 0
7) | ATS :EDL+Generator including panel, contactor,MCB,Control,PLC… | 1 | No | [5 empty] | 0 | 0
B | Breakers
Supply, install, connect and test the following Breakers complete in perfect operating conditions, including, boxes, labeling, for all items as specified and/or as shown on the drawings and to the satisfaction of the Engineer.
1) | Circuit Breaker 3x400Amps, 35KA, Adjustable | 1 | No | [5 empty] | 0 | 0
2) | Circuit Breaker 3x250Amps, 35KA, Adjustable | 2 | No | [5 empty] | 0 | 0
3) | Circuit Breaker 3x100Amps, 35KA, Adjustable | 2 | No | [5 empty] | 0 | 0
4) | Circuit Breaker 3x63Amps, 3SKA, Adjustable | 1 | No | [5 empty] | 0 | 0
5) | Contactors , 4Poles, 300Amps AC3, Mechanical interlock | 2 | No | [5 empty] | 0 | 0
6) | Circuit Breaker 3x25Amps, 10 KVA | 2 | No | [5 empty] | 0 | 0
7) | Circuit Breaker 3x63Amps, 10 KVA | 4 | No | [5 empty] | 0 | 0
8) | Circuit Breaker 3x80Amps | 1 | No | [5 empty] | 0 | 0
9) | Circuit Breaker 3x250Amps, 25KA, Adjustable 0.6 to 1 | 1 | No | [5 empty] | 0 | 0
10) | Circuit Breaker 3x80Amps, 16KA | 1 | No | [5 empty] | 0 | 0
11) | Circuit Breaker 3x63Amps, 16KA | 4 | No | [5 empty] | 0 | 0
12) | Circuit Breaker 3x40Amps, 16KA | 1 | No | [5 empty] | 0 | 0
13) | Circuit Breaker 3x25Amps, 16KA | 4 | No | [5 empty] | 0 | 0
14) | Timer(minuterie) | 2 | No | [5 empty] | 0 | 0
15) | Differential circuit breaker 2x20Amps, 30mA | 2 | No | [5 empty] | 0 | 0
16) | Differential switch 4x25Amps,30mA | 6 | No | [5 empty] | 0 | 0
17) | Differential Switch 4x40Amps,30mA | 10 | No | [5 empty] | 0 | 0
18) | Differential Switch 4x63, 30mA | 9 | No | [5 empty] | 0 | 0
19) | Circuit Breaker 1x10Amps, 4.5KA | 50 | No | [5 empty] | 0 | 0
20) | Circuit Breaker 1x16Arnps, 4.5 KA | 60 | No | [5 empty] | 0 | 0
21) | Circuit Breaker 1x20Amps, 4.5KA | 55 | No | [5 empty] | 0 | 0
C | Cables and Feeders
Supply and install conduits and fittings, draw wires and the like (except where conduit work is required to be measured separately), Cable connectors and cable joints (where permitted) including joint boxes, sealing boxes, shrouds and the like and materials and heat for making the joints, Allowance in cable length for cables entering fittings and accessories, equipment or control gear, and all Necessary components and accessories and up to the satisfaction of the Engineer.
1) | Power Cable 4 x150 mm2, NYY-Local Source | 50 | L.M | [5 empty] | 0 | 0
2) | Power Cable 4 x35 mm2, NYY-Local Source | 75 | L.M | [5 empty] | 0 | 0
3) | Power Cable 4 x25 mm2, NYY-Local Source | 300 | L.M | [5 empty] | 0 | 0
4) | Power Cable 4 x10 mm2, NYY-Local Source | 150 | L.M | [5 empty] | 0 | 0
5) | Earth cable, flexible , 1x70mm2, green/yellow | 25 | L.M | [5 empty] | 0 | 0
6) | Earth cable, flexible , 1x16mm2, green/yellow | 300 | L.M | [5 empty] | 0 | 0
7) | Earth cable, flexible , 1x10mm2, green/yellow | 150 | L.M | [5 empty] | 0 | 0
8) | Earth bar, single disconnect link, with grounding & equipotential bonding terminal connections installed for earth pit to be connected to components (generator, pannel boards…) | 3 | L.S | [5 empty] | 0 | 0
D | Wiring Devices & Switches
Supply, install, connect, and test the following wiring devices and switches, complete with cover plates, supports, boxes, labeling, wiring, cables, conduits, trunking, fixing accessories, and all necessary incidentals, connected to the panel board or nearest wiring point. This includes electrical feeders (cables and circuit breakers) from the electrical panel to the connection box, complete with all required protection devices such as contactors, thermal relays, circuit breakers, fuses, and high and low voltage protection devices, to provide a complete installation as shown on the drawings and specified, ensuring proper operation to the satisfaction of the Engineer
1) | Switch, 10 Amps,1 Way | 140 | No | [5 empty] | 0 | 0
2) | Switch, 10 Amps, 2 Way | 15 | No | [5 empty] | 0 | 0
3) | Push button, 10 amps | 15 | No | [5 empty] | 0 | 0
4) | Power Socket outlet, 2P+ T, 10/16 Amps | 230 | No | [5 empty] | 0 | 0
5) | Power Socket outlet, duolex 2P+ T, 10/16Amps | 100 | No | [5 empty] | 0 | 0
6) | Electrical Power Heater or AC p0wer-outlet 12P+T) | 75 | No | [5 empty] | 0 | 0
7) | Surge protected devices SPO, 4 poles, Type 1+2 | 2 | No | [5 empty] | 0 | 0
8) | Surge protected devices SPO, 4 poles, Type 2 | 7 | No | [5 empty] | 0 | 0
9) | Telephone outlet,RJ11 | 225 | No | [5 empty] | 0 | 0
10) | Telephone Box 20 pairs | 1 | No | [5 empty] | 0 | 0
11) | Telephone Box 60 pairs | 1 | No | [5 empty] | 0 | 0
12) | Telephone Box 100 pairs | 1 | No | [5 empty] | 0 | 0
13) | Telephone Box 130 pairs | 1 | No | [5 empty] | 0 | 0
14) | MDF Telephone Box 300 pairs | 1 | No | [5 empty] | 0 | 0
15) | Telephone Centrale in/ Out | 1 | No | [5 empty] | 0 | 0
16) | Telephone Cable 20 Pairs | 30 | L.M | [5 empty] | 0 | 0
17) | Telephone Cable 60 Pairs | 50 | L.M | [5 empty] | 0 | 0
18) | Telephone Cable 100 Pairs | 55 | L.M | [5 empty] | 0 | 0
19) | Telephone Cable 130 Pairs | 60 | L.M | [5 empty] | 0 | 0
20) | Tv outlets | 20 | No | [5 empty] | 0 | 0
21) | Tv junction Box with splitter | 3 | No | [5 empty] | 0 | 0
22) | Lightning surge arrester (Paratonnere), NF-17 102 (radius 78m) , including all wiring, metallic enclosure, fuses, all necessary accessories, and dedicated grounding system. | 1 | No | [5 empty] | 0 | 0
23) | Uninterruptible power supply (UPS) unit to be installed in a rack cabinet, capacity 1800 VA, complete with all necessary accessories, as per specifications and drawing | 1 | No | [5 empty] | 0 | 0
24) | Flush-mounted data outlet connected to the rack cabinet, comprising back box (3 modules), chassis, 3-module cover plate with shutter, excluding data cabling and RJ45 outlet, complete with all necessary accessorie | 125 | No | [5 empty] | 0 | 0
D | Interior Lighting
Supply, install and connect lighting fixtures lm 50000 hours lifetime 100lm/watt, IEC 60598 including lamps, control gears, Junction Boxes accessories and all other incidentals required to provide a complete installation as specified to the satisfaction of the Engineer.
1) | Lighting Fixture waterproof IP65 LED 120cm | 40 | No | [5 empty] | 0 | 0
2) | Lighting Fixture 60x60cm LED | 245 | No | [5 empty] | 0 | 0
3) | Circular surface-mounted or recessed light fixture, LED 13W | 3 | No | [5 empty] | 0 | 0
4) | Circular surface-mounted or recessed light fixture, LED 20W | 150 | No | [5 empty] | 0 | 0
5) | Circular surface-mounted or recessed light fixture, LED 23W | 3 | No | [5 empty] | 0 | 0
6) | Motion Detector | 15 | No | [5 empty] | 0 | 0
E | Fire Alarm System
Supply, install & connect a complete conventional Fire Alarm System with all necessary accessories and fittings including, software (license and programming), fire rated cables, and all other incidentals required to provide a complete installation as specified to the satisfaction of the Engineer
1) | Main fire alarm control panel (FACP), addressable type, equipped with 3 detection loops expandable to 4 loops, with capability to interface with a secondary FACP, complete with all necessary accessories | 1 | No | [5 empty] | 0 | 0
2) | Adressable optical smoke detector with standard isolating base | 95 | No | [5 empty] | 0 | 0
3) | Adressable Fire alarm sounder 85db @ 3m and flasher 30 cd red IP65 UL-464 | 15 | No | [5 empty] | 0 | 0
4) | Manual call point (MCP) | 15 | No | [5 empty] | 0 | 0
5) | Telephone Dialer | 1 | No | [5 empty] | 0 | 0
F | Hot Dip Galvanised Cable Trays
Supply and install of perforated steel Covered cable trays as needed hot dip galvanized after fabrication including all necessary accessories and fittings and all other incidentals required to provide a complete installation as specified to the satisfaction of the Engineer
1) | Hot dip galvanized cable tray with cover, width 40cm | 100 | L.M | [5 empty] | 0 | 0
2) | Hot dip galvanized cable tray with cover, width 30cm | 120 | L.M | [5 empty] | 0 | 0
3) | Hot dip galvanized cable tray with cover, width 20cm | 225 | L.M | [5 empty] | 0 | 0
4) | Hot dip galvanized cable tray with cover, width 10cm | 275 | L.M | [5 empty] | 0 | 0
G | UPS System
1) | UPS DOUBLE CONVERSION ONLINE 20 1PH MINS AUTONOMY 3 KVA | 1 | No | [5 empty] | 0 | 0
H | IT Equipment
Supply and install of the following, complete with all necessary accessories and connection for full opertation and to the satisfaction of the Engineer
1) | Rack 12 U according to attached specs AIT19CAB-CONF-001-1 CABINET CONF(1,15,60,1,4) | 3 | No | [5 empty] | 0 | 0
2) | Manageable Switch 24 Gbps Ports according to attached specs NETWORK SWITCHCONF(1,1,24,0,4,0,0,0,2,1,1,1,0,3) | 3 | No | [5 empty] | 0 | 0
3) | UTP Cable Cat 6 attached specs AIT19CBL-CONF-001-1 COPPER | 4500 | L.M | [5 empty] | 0 | 0
4) | Fully Populated ModularPatch Panel 24 Ports Cat 6 according to attached specs AIT19CBL-CONF-002-1 STRUCTURED NETWORK | 5 | No | [5 empty] | 0 | 0
5) | Patch Cord Organizer 1U according to attached specs AIT19CBL-CONF-002-1 STRUCTURED NETWORK CONF(4,1,16,0,16,0,2,2,40,1,1) | 5 | No | [5 empty] | 0 | 0
6) | Embedded RJ45 Jack Cat 6 according to attached specs AIT19CBL-CONF-002-1 STRUCTURED NETWORK CONF(4,1,16,0,16,0,2,2,40,1,1) | 90 | No | [5 empty] | 0 | 0
7) | Patch Cord 3 m Cat 6 according to attached specs AIT19CBL-CONF-002-1 STRUCTURED NETWORK CONF(4,1,16,0,16,0,2,2,40,1,1) | 45 | No | [5 empty] | 0 | 0
8) | Patch Cord 0.5 m Cat 6 according to attached specs AIT19CBL-CONF-002-1 STRUCTURED NETWORK CONF(4,1,16,0,16,0,2,2,40,1,1) | 45 | No | [5 empty] | 0 | 0
I | PV system
Design, supply, delivery, installation, testing, commissioning, and handover of a complete grid-connected solar photovoltaic (PV) system, including but not limited to PV modules, mounting structures, roof fixing systems, waterproofing works, string inverters, DC and AC cabling, cable trays and conduits, combiner boxes, protection devices, AC/DC distribution boards, monitoring and communication system, grounding and bonding system, lightning and surge protection, utility/grid interconnection works, labeling and safety signage, civil and ancillary works, and all accessories necessary for a fully operational system. The scope shall include site survey, detailed engineering design, structural verification, preparation of shop drawings, single-line diagrams (SLD), layout drawings, mounting structure details, cable routing drawings, coordination drawings, as-built documentation, operation and maintenance manuals, authority and utility approvals support, testing, commissioning, performance verification, training of the Employer's personnel, warranty obligations, and all labor, materials, equipment, tools, consumables, transportation, supervision, permits, and incidentals required for the complete execution of the works in accordance with the project specifications and applicable international standards.
| 50 Kwp On grid PV system | 1 | L.S | [5 empty] | 0 | 0
| TOTAL EXCLUDING VAT US$ | [8 empty] | 0
| VAT (11%) | [8 empty] | 0
| TOTAL INCLUDING VAT US$ | [8 empty] | 0

## BLOCK B
Item | Description | Total Qty | Unit | Material | Labor | Equip. | Subcontractor | OH & Profit | Unit Price | Total Amount (USD)
DIVISION 2 - SITEWORK
A | Signs
| Supply, fabricate, install, test and commission illuminated façade signage comprising extruded 3D channel letters and illuminated logo, manufactured from powder-coated aluminum and acrylic faces with internal IP65-rated LED illumination. The item shall include mounting frame, supports, drivers, power supplies, wiring, weatherproof connections, stainless steel fixings, shop drawings, fabrication, transportation, installation, testing, commissioning, as-built documentation, warranties, and all accessories required for a complete operational signage system, in accordance with approved drawings and specifications. Dimensions:W=10mx H=2m | 1 | L.S | [5 empty] | 0 | 0
DIVISION 3 - CONCRETE WORKS
A | MAINTENANCE OF CAST-IN-PLACE CONCRETE
Supply and execution of a smooth skim coat finish to all precast concrete ceiling surfaces and undersides. Item includes scaffolding, surface preparation, mechanical grinding of panel misalignments, and cleaning of all longitudinal joints. Joints must be filled with approved non-shrink grout or epoxy filler and reinforced with fiberglass mesh tape and necessary works to leave surfaces completely smooth and ready for direct paint application, all as per specifications and Engineer's approval."
1) | Maintenance for surfaces | 1000 | m2 | [5 empty] | 0 | 0
B | CAST-IN-PLACE CONCRETE
Supply and pour screed, laid horizontally and to slopes, troweled smooth finish as specified, including steel reinforcement where required, expanded polystyrene filler board, dry joint, sealant where required and all fixing and accessories necessary to the good execution of the works as specified and as shown on details and drawings. Price shall also include all needed works for surface preparation up to the Engineer's Satisfaction
1) | Screed to slope to floor fro Bathroom and Roof | 250 | m3 | [5 empty] | 0 | 0
DIVISION 4 - MASONRY
A | UNIT MASONRY
Supply and install precast concrete blocks smooth finish of standard sizes, bedded and jointed in Ordinary Portland Cement and salt free sand mortar (1:4), including reservation to all conduits, ducts and pipes, polystyrene, wire mesh fixed mechanically, galvanized steel anchors each 2 courses, architrave bead, external corner bead, corner reinforcement with 1000mm expanded metal lath strips, haulage, hoisting, scaffolding, cast-in-situ reinforced concrete in Ordinary Portland Cement for lintels and solid blocks jambs to doors and windows openings in CMU walls, complete including formwork, steel reinforcement and all fixings and accessories necessary for the good execution of the works, in compliance with the specifications, and as shown on drawings and details
1) | 120mm thick, hollow concrete blocks | 4000 | m² | [5 empty] | 0 | 0
2) | 150mm thick, hollow concrete blocks | 2500 | m² | [5 empty] | 0 | 0
3) | 200mm thick, hollow concrete blocks | 225 | m² | [5 empty] | 0 | 0
DIVISION 5 - METALS
A | MISCELLANEOUS METALS
Galvanized Steel Element complete including support, paint, welds ,fittings(plates, anchors,…)all necessary fixing accessories, anti-corrosion paint with primer; as specified and/or as shown on drawings and details, and up to the Engineer's satisfaction.
1) | Galvanized steel ladder | 300 | Kg | [5 empty] | 0 | 0
DIVISION 7 - THERMAL AND MOISTURE PROTECTION
A | SBS Membrane
Supply and apply Slated waterproofing membrane, including cleaning, preparation of substrata and periphery of upstand where required, Aluminum flashing, concrete angle fillet, sealant wherever required, overlapping, and all fixings and accessories necessary for the proper execution of the works, as specified and/or as shown on drawings and details.
1) | To Roofs including perimeter, 300mm high | 1000 | m² | [5 empty] | 0 | 0
B | LIQUID-APPLIED WATERPROOFING
Supply and apply polyurethane waterproof liquid applied membrane (dry thickness 1.5 mm), including water cut-off mastic, mastic sealant, work around penetrations with polyurethane mastic sealant, concrete curb under threshold, filling of cavities with mortar, plastering where needed, concrete angle fillet and all necessary fixing accessories as specified and as shown on drawings and details. Price to include, cleaning, preparation of substrata and periphery of upstand where required, testing, dismantling, and re-installing of tanks, compressors, fixtures, electro-mechanical amenities.
2) | To toilet floors and terraces including perimeter, 300mm high | 250 | m² | [5 empty] | 0 | 0
3) | Supply and install a non-woven geotextile filter fabric with a minimum weight of 100 g/m² , ensuring a minimum 300 mm overlap at all joints | 900 | m² | [5 empty] | 0 | 0
4) | Supply and install minimum 50 mm thick high-density rigid thermal insulation boards, ensuring all boards are tightly jointed. | 900 | m² | [5 empty] | 0 | 0
DIVISION 8 - DOORS AND WINDOWS
A | FLUSH WOOD DOORS
Supply and install a 49mm Formica-coated wooden door including subframe and frame, complete with complete ironmongery, stainless steel hinges, handle, and keylock of approved quality, finished with high-pressure laminate (Formica) facing on both sides with matching durable edge banding, complete with a galvanized steel angle at the bottom, including dismantling of the existing damaged door and removal from site; all wooden works to be initially cured and treated to resist humidity and insects, with all repairs and making good (plaster and paint) to the surrounding walls included
1) | Door 1000x2200mm | 50 | No | [5 empty] | 0 | 0
2) | Door- 2200x140mm | 25 | No | [5 empty] | 0 | 0
3) | Door- 1800x70mm for toilets | 55 | No | [5 empty] | 0 | 0
4) | Door- 800x2200mm | 1 | No | [5 empty] | 0 | 0
Supply and install Sound-insulated wooden door with natural veneer finish, complete with frame, subframe, and magnetic card access system, in accordance with the specified dimensions, including all necessary ironmongery, fixing, finishing, and accessories, as per drawings and specifications, to the satisfaction of the Engineer
4) | Type D03 - 100x2200mm |  | No | [5 empty] | 0 | 0
B | METAL DOORS
Supply and install single panel, dimensions adjusted to existing opening, thickness 3mm, complete with frame, ironmongery, hardware, handles cylinder lock, provided with anti corrosion painting (two coats and primer). Price to include repair, making good (plaster and paint) to the surrounding walls.
1) | Steel Door 1000x2200mm | 750 | Kg | [5 empty] | 0 | 0
| Supply and install Sand blast glass securit Door (12 mm thick) St Gobain or equivalent high, 20 mm fire rated, metal frame, complete with all necessary accessories and, architrave, including sound attenuated sealer, the door system, including door, frame hardware and accessories, should be soundproof, up to Engineer Satisfaction | [7 empty] | 0 | 0
2) | Door for entrances | 20 | m2 | [5 empty] | 0 | 0
3) | Supply a genuine heavy-duty MAB fixation hydraulic floor spring assembly complete with a matching accessory kit, including a galvanized steel floor cement box, interchangeable spindle axle, top pivot set, and bottom strap | 8 | Unit | [5 empty] | 0 | 0
C | ALUMINUM WORKS
Supply and Install Aluminum Double glazed fixed panel aluminum with 6mm tempered clear glass, with frame, and all accessories needed for installation and proper use. Price to inlcude repair, making good (plaster and paint) to the surrounding walls (internal and external).
1) | Aluminum façade | 800 | m2 | [5 empty] | 0 | 0
2) | Aluminum and fiberglass skylight louvers for Shaft |  | m2 | [5 empty] | 0 | 0
Supply and install a heavy-duty, powder-coated aluminium balustrade system complete with vertical posts, intermediate spindles, horizontal top and bottom rails, structural masonry anchoring fasteners, and matching end-caps
2) | Ballustrade | 125 | L.m | [5 empty] | 0 | 0
Supply and Install powder coated Aluminum door overall size, complete including ironmongery, angles, horizontal frames with EPDM gasket, fixed beads, sealant, hardware, powder coated paint, aluminum profiles, including tiling of door opening and all necessary fixing accessories as specified and to Engineer's approval. Repair, making good (plaster and paint) to the surrounding wall to be included.
3) | Aluminum door - 90x220 cm | 50 | No | [5 empty] | 0 | 0
DIVISION 9 - FINISHES
A | PORTLAND CEMENT PLASTER
Supply and apply cement and sand plastering including stops, beads, needed scaffolding or machinery, and all details necessary for the proper execution of the works; as specified and as shown on drawings and details. Price to include SBR, fiber, galvanized steel mesh, polystyrene boards, or any other accessories for the proper execution of the works.
1) | To internal walls and columns, surfaces, and ceiling 15mm nominal thickness | 10000 | m² | [5 empty] | 0 | 0
2) | To external walls, columns,, surfaces, and ceiling, 20 mm nominal thickness | 2000 | m² | [5 empty] | 0 | 0
B | CERAMIC TILES
Supply and Install heavy duty ceramic tiles to floors, including adhesive, sand or crushed stone, cutting, chamfering, pointing, colored grouting, jointing, and all means necessary for the proper execution of the works, as specified and/or as shown on finishing schedule, drawings and details
1) | 600x600mm Full Body,Anti-slippery ceramic tiles to floors | 2200 | m² | [5 empty] | 0 | 0
2) | Ceramic tiles for skirting with min thickness 8mm | 3250 | L.m | [5 empty] | 0 | 0
3) | 300x300mm ceramic floor tiles, Full Body, with a minimum thickness of 8 mm, for bathroom floors | 200 | m² | [5 empty] | 0 | 0
4) | 200x200mm porcelain tiles to walls, min 8mm thickness | 1100 | m² | [5 empty] | 0 | 0
5) | Granite Stair (Tread), min Thickness 20mm | 175 | L.m | [5 empty] | 0 | 0
6) | Granite Stair (Riser), min Thickness 20mm | 175 | L.m | [5 empty] | 0 | 0
7) | Granite Skirting , min Thickness 10mm | 250 | L.m | [5 empty] | 0 | 0
8) | 600x600mm Granite, min Thickness 20mm for Stairs Landings | 25 | m2 | [5 empty] | 0 | 0
9) | Granite Skirting , min Thickness 10mm | 35 | L.m | [5 empty] | 0 | 0
C | Wallpaper
| Supply and Install Wall covering (wallpaper), executed as per attached drawings and approved samples, complete with all necessary materials, adhesives, preparation works, and accessories, to the satisfaction of the Engineer |  | m² | [5 empty] | 0 | 0
D | STONE FLOORING
1) | Supply and Install 20mm Thick Marble Thresholds for doors - dimensions as per door frames dimensions | 160 | lm | [5 empty] | 0 | 0
2) | Supply and Install 30mm thick, carrara marble stone lintels, 15cm wide for windows and doors |  | lm | [5 empty] | 0 | 0
Supply and install countertops complete including leveling, colored grout, adhesive, mortar, sink perforation, fascia and backsplash, granite sink, upstands where required and all fixings and electromechanical connections and accessories (P-trap, drainage, water supply, and others), as specified and/or as shown on drawings and details
3) | 20 mm thick, Stone countertop (Granite Galaxy) |  | m2 | [5 empty] | 0 | 0
E | PAINTING
All paint work shall include for supplying all necessary materials, machines, tools, scaffolding, storage and protection, cleaning and preparing substrates to receive paint, additives, mixing, sampling and testing, working on curved areas and narrow width necessary for the good execution of the works as shown on details and drawings, specified, instructed by the manufacturer and to the approval of the Engineer
Internal Paint
Prepare surfaces, remove dust, grease and any foreign material, apply primer sealer, putty, sand to smooth surfaces, clean, apply undercoat and anti-bacterial paint, as specified and/or as shown on drawings, details
1) | Internal Rubber-Based paint to Walls and Ceiling (caoutchouc) | 6500 | m² | [5 empty] | 0 | 0
F | HIGH PERFORMANCE COATINGS
External Paint
Prepare surfaces, remove of old paint residues, dust, grease and any foreign material, apply primer sealer, putty, sand to smooth surfaces, clean, apply undercoat and acrylic paint (2 layers) and one additional layer of water repellent, as specified and/or as shown on drawings, details and finishing schedule. Price to include workmanship, scaffolding and all needed accessories, and up to the Engineer's instruction.
1) | External paint to façade (Mohair roll application) | 2000 | m² | [5 empty] | 0 | 0
Supply and apply a multi-layer, UV-resistant outdoor acrylic sports court painting system over a prepared base, consisting of a surface primer, two coats of textured acrylic resurfacer, two coats of non-fading pigmented acrylic color topcoat, and precision-painted contrasting game lines to deliver a durable, slip-resistant, and completely weatherproof finish
2) | Paint for Courts Floors |  | m² | [5 empty] | 0 | 0
G | GYPSUM BOARD
Supply and install Gypsum board bulkhead, including supports ,expansion joints and access panels wherever required and all necessary fixing accessories; as specified and / or as shown on drawings and details. Price to include painting and all needed detailing.
1) | Gypsum Board to ceiling- minimum 8mm thick |  | m² | [5 empty] | 0 | 0
2) | Concealed openings for indirect lighting. |  | lm | [5 empty] | 0 | 0
H | Wood Works
Supply and Install Wooden decorative works for reception halls and rooms, complete with all necessary materials, framing, fixing, finishes, and accessories, executed as per drawings and specifications
1) | Wood for decoration |  | m2 | [5 empty] | 0 | 0
I | PVC False Ceiling
Supply and install PVC false ceiling, including supports ,expansion joints and access panels wherever required and all necessary fixing accessories; as specified and / or as shown on drawings and details. Pattern and color to be approved by the Engineer.
1) | PVC False Ceiling | 2200 | m² | [5 empty] | 0 | 0
DIVISION 15 - MECHANICAL
A | PIPES AND FITTINGS
Supply and install heating water piping made of black seamless steel (Schedule 40), insulated with 2.5 cm thick mineral wool (density 64 kg/m³), for exposed pipes inside rooms.
1) | Steel pipes, dia=2 inch (main) | 50 | lm | [5 empty] | 0 | 0
2) | Steel pipes, dia=2 inch | 25 | lm | [5 empty] | 0 | 0
3) | Steel pipes, dia=1 1/2 inch | 20 | lm | [5 empty] | 0 | 0
4) | Steel pipes, dia=1 1/4 inch | 25 | lm | [5 empty] | 0 | 0
Supply and install Polypropylene cold water pipes including fittings, joints, connections, complete, as specified and as shown on drawings
1) | PPR pipes, dia=2 inch | 300 | lm | [5 empty] | 0 | 0
2) | PPR pipes, dia=1 1/2 inch | 200 | lm | [5 empty] | 0 | 0
3) | PPR pipes, dia=1 1/4 inch | 150 | lm | [5 empty] | 0 | 0
4) | PPR pipes, dia= 1 inch | 150 | lm | [5 empty] | 0 | 0
5) | PPR pipes, dia= 3/4 inch | 100 | lm | [5 empty] | 0 | 0
Supply and install Polypropylene hot water pipes including fittings, joints, connections, complete, as specified and as shown on drawings
1) | PPR pipes, dia=1 1/2 inch | 300 | lm | [5 empty] | 0 | 0
2) | PPR pipes, dia=1 1/4 inch | 350 | lm | [5 empty] | 0 | 0
3) | PPR pipes, dia= 1 inch | 250 | lm | [5 empty] | 0 | 0
4) | PPR pipes, dia= 3/4 inch | 150 | lm | [5 empty] | 0 | 0
5) | PPR pipes, dia=1/2 inch | 200 | lm | [5 empty] | 0 | 0
Supply and install UPVC pipes for waste water including fittings, joints, connections, complete, as specified and as shown on drawings
1) | UPVC pipes, dia=2 inch | 300 | lm | [5 empty] | 0 | 0
2) | UPVC pipes, dia=3 inch | 400 | lm | [5 empty] | 0 | 0
3) | UPVC pipes, dia=4 inch | 900 | lm | [5 empty] | 0 | 0
4) | UPVC pipes, dia=5 inch | 100 | lm | [5 empty] | 0 | 0
5) | PVC pipes, dia=3 inch PN 16 | 75 | lm | [5 empty] | 0 | 0
Supply and install Ball valves and fittings complete, for cold and water as specified and as shown on drawings
1) | Double Regulating valve PN 20, dia=2 inch | 1 | No | [5 empty] | 0 | 0
2) | Double Regulating valve PN 20, dia=1.5 inch | 3 | No | [5 empty] | 0 | 0
3) | Bronze valves, dia=2 inch | 2 | No | [5 empty] | 0 | 0
4) | Bronze valves, dia=1 1/2 inch | 2 | No | [5 empty] | 0 | 0
5) | Bronze valves, dia=1 1/4 inch | 3 | No | [5 empty] | 0 | 0
6) | Bronze valves, dia=1 inch | 2 | No | [5 empty] | 0 | 0
7) | Bronze valves, dia=3/4 inch | 2 | No | [5 empty] | 0 | 0
Floor Cleanouts; with flange, closure plug, collar, adjustable strainer; grating; set in finished flooring, outlet passing through structural slab; include for connecting pipework and bends up to horizontal pipework; complete as specified and as shown on drawings
1) | FCO, dia=4 inch | 20 | No. | [5 empty] | 0 | 0
2) | Junction Box with Cover, dia=4 inch | 15 | No. | [5 empty] | 0 | 0
Floor drains; with flange, weep holes, outlet caulk connection, integral trap and auxiliary inlet, adjustable strainer; set in finished flooring, outlet passing through structural slab; include for connecting pipework as specified and as shown on drawings
1) | FD, dia= 3 inch | 55 | No. | [5 empty] | 0 | 0
2) | Roof drain with Dome , dia=3 inch | 15 | No. | [5 empty] | 0 | 0
Manhole made of reinforced concrete with all necessary works, accessories and labor for proper excecution and connection, including Ductile Iron Font Cover.
1) | Manhole:200cmx80cmx 80cm | 5 | No. | [5 empty] | 0 | 0
2) | Manhole:80cmx80cmx 80cm | 5 | No. | [5 empty] | 0 | 0
| Galvanized vents G90 according to SMACNA & ASHRAE standards | 500 | Kg | [5 empty] | 0 | 0
Flexible pipes according to SMACNA & ASHRAE standards
1) | D=25cm | 42 | L.M | [5 empty] | 0 | 0
2) | D=30cm | 20 | L.M | [5 empty] | 0 | 0
3) | D=35cm | 25 | L.M | [5 empty] | 0 | 0
B | PLUMBING FIXTURES
Plumbing sanitary fixtures including all component parts, angle valves, traps, taps, flexible connections, control, assembly, connections to supply and waste pipework, sealant, etc. complete as specified and as shown on drawings and details
1) | Lavatory including mirror and shelve | 50 | No. | [5 empty] | 0 | 0
2) | Western Water closet | 50 | No. | [5 empty] | 0 | 0
3) | Perineal Hose | 50 | No. | [5 empty] | 0 | 0
4) | Kitchen sink mixer | 5 | No. | [5 empty] | 0 | 0
5) | Lavatory Mixer | 5 | No. | [5 empty] | 0 | 0
6) | Shower Mixer | 50 | No. | [5 empty] | 0 | 0
7) | Heavy-duty, food-grade 304 stainless steel counter-top measuring 120 cm x 60 cm, complete with an integrated, fully welded seamless basin measuring 33 cm x 50 cm x 50 cm, securely mounted on a rigid supporting frame or cabinetry, and finished with satin surfaces, a sound-dampening undercoating, a high-flow drainage waste kit, and watertight wall-joint sealin | 5 | No. | [5 empty] | 0 | 0
8) | Heavy-duty, anti-slip acrylic or resin-composite shower tray (bac à douche), (90cmx90cm)precisely leveled and securely fixed onto a prepared base, complete with a high-flow drainage waste trap, watertight perimeter sealing, and all necessary connections to the wastewater system | 50 | No. | [5 empty] | 0 | 0
C | FANS &GRILLS
Centrifugal fresh air fans complete with fly screen, motors, impeller assembly, wires and wiring, anti vibration control, fixings, supports, anchors, accessories, etc. complete as specified and as shown on drawings
1) | 50 LPS @ 100pa | 42 | No. | [5 empty] | 0 | 0
2) | 140 LPS @ 100pa | 2 | No. | [5 empty] | 0 | 0
3) | 200 LPS @ 100pa | 2 | No. | [5 empty] | 0 | 0
Security air supply grill with opposed blade volume damper
1) | 20cmx20cm | 20 | No. | [5 empty] | 0 | 0
2) | 50cmx50cm | 2 | No. | [5 empty] | 0 | 0
D | Hot Water& Heating System
Supply and Installation of the following:
Electric Hot water heater storage tanks including drain, valves, automatic air vent, connections, accessories, etc. complete as specified and as shown on drawings and details
1) | HWST, Capacity=80 L, 1500W | 45 | No. | [5 empty] | 0 | 0
2) | HWST, Capacity=100 L, 1800 W | 2 | No. | [5 empty] | 0 | 0
3) | HWST, Capacity=200 L, 2000 W | 3 | No. | [5 empty] | 0 | 0
4) | Cast iron sectional boilers complete with control panel, safety valve, drain valve, two gate valves, manometer and thermometer, jacketing and all necessary works for the operation of the units. Boiler working pressure shall not be less than 4 Bars. Capacities:250KW, Approved material: Buderus, De Dietrich, Riello or equal | 1 | L.S | [5 empty] | 0 | 0
5) | Fuel oil burners including all necessary fittings, nozzles, fuel valve, emergency shut-off valve and filter, wiring and all necessary works for the operation of the units. Capacities:270KW, Approved material: Buderus, De Dietrich, Riello or equal | 1 | L.S | [5 empty] | 0 | 0
6) | Heating water centrifugal in line type pumps, single stage circulating type, complete with two gate valves, one check valve, manometer fittings, accessories and all necessary works for the operation of the units. Capacities: 14.5m3/hr at 5m head | 2 | L.S | [5 empty] | 0 | 0
7) | Open expansion tank, 2mm GS sheet, complete with cover, gate valve, float valve and connection to the domestic cold water network. Capacity: 250L | 1 | L.S | [5 empty] | 0 | 0
8) | Heating element with angle valve and all accessories 126Watt | 2000 | No. | [5 empty] | 0 | 0
9) | Black steel fuel tank thickness 3 mm including filling valve, drain and outlet valves, level indicator, fittings, paint, accessories and material to complete the job, Capacity: 2000 liter | 2 | No. | [5 empty] | 0 | 0
10) | Black seamless steel pipes conforming to SCH40 for boiler with paint, special supports and hangers, fittings expansion joints, brackets, bonding cement, cleaning materials, accessories, material and labor to complete the job. Diameter:2 inch | 50 | L.M | [5 empty] | 0 | 0
11) | Black sheet steel flue chimney thickness 3mm complete with supports, paint, 5cm rockwool insulation. Inner Diameter: 30cm | 50 | L.M | [5 empty] | 0 | 0
E | Air-conditioning units& Accessories:
Supply and install of a factory-assembled Air Conditioning Unit, featuring an inverter with dual inverter-driven compressor units, including a high and low-pressure ambient kit, high-pressure safety, low-pressure safety, defrost control, overload protection relay, over-voltage and under-voltage protection. The scope also includes electrical cables and containment system connections(up to 15m) between the indoor and outdoor units, a weekly programmable wired thermostat, and complete metallic condensate drain pipes with accessories and connections to the nearest approved drain. The indoor and outdoor units should be equipped with a galvanized steel base with vibration isolators. All cables shall be installed within approved cable containment systems The price should cover the removal of existing units, all necessary works to ensure proper fixation of all AC components inside and on the building façade, up to the Engineer's approval.
1) | AC Unit 24000 BTU/Hr- Split type | 8 | No. | [5 empty] | 0 | 0
2) | AC Unit 18000 BTU/Hr- Split type | 6 | No. | [5 empty] | 0 | 0
3) | AC Unit 12000 BTU/Hr- Split type | 41 | No. | [5 empty] | 0 | 0
4) | Portable dry chemical powder fire extinguisher, wall-mounted- 20 Lbs | 15 | No. | [5 empty] | 0 | 0
5) | Automatic dry powder fire extinguisher, ceiling-mounted, for storage rooms- 10 Lbs | 10 | No. | [5 empty] | 0 | 0
6) | CO2 total flooding system for mechanical rooms including necessary accessories and connections. | 1 | L.S | [5 empty] | 0 | 0
7) | Water Tank 2000 liter,3 layers, NTG or equivalent, including all valves and accessories | 8 | No. | [5 empty] | 0 | 0
8) | Submersible sewage Pumping set (2 pumps) inlcuding all connections and accessories. 2.5m3/h @0.4 Bar | 1 | No. | [5 empty] | 0 | 0
|  |  | No. | [5 empty] | 0 | 0
DIVISION 16 - ELECTRICAL & IT
A | PANELBOARDS
Supply, install and connect MDB, SMDBs with busbars, moulded case circuit breakers, contactors, fuses, switch - disconnectors, spares, spaces, surge arrestors, digital indicating and measuring devices, wires ground conductors cables lugs and accessories, all as described in the specifications and as specified to the satisfaction of the Engineer. And supply secondary distribution boards including cabinets, circuit breakers, busbars, connectors, switch-disconnectors, spares and spaces including all trunking and wires, ground conductors and accessories from DB's to branches circuit breakers as shown and specified on drawings. All the panel boards components shall be labeled and identified with a durable fixed identification and to the satisfaction of the Engineer.
1) | Panel Board, IP40, Plastic 36 Modules | 2 | No | [5 empty] | 0 | 0
2) | Panel Board, IP40, Plastic 48 Modules |  | No | [5 empty] | 0 | 0
3) | Panel Board, IP40, Plastic 72 Modules |  | No | [5 empty] | 0 | 0
4) | Panel Board, IP40, Plastic 96 Modules |  | No | [5 empty] | 0 | 0
5) | Panel Board, IP40, Plastic 144 Modules | 4 | No | [5 empty] | 0 | 0
6) | Metallic Panel Board, Floor Mounting , 120cmx180cm (SDBa, SDBb) | 1 | No | [5 empty] | 0 | 0
7) | ATS :EDL+Generator including panel, contactor,MCB,Control,PLC… |  | No | [5 empty] | 0 | 0
B | Breakers
Supply, install, connect and test the following Breakers complete in perfect operating conditions, including, boxes, labeling, for all items as specified and/or as shown on the drawings and to the satisfaction of the Engineer.
1) | Circuit Breaker 3x400Amps, 35KA, Adjustable |  | No | [5 empty] | 0 | 0
2) | Circuit Breaker 3x250Amps, 35KA, Adjustable |  | No | [5 empty] | 0 | 0
3) | Circuit Breaker 3x100Amps, 35KA, Adjustable |  | No | [5 empty] | 0 | 0
4) | Circuit Breaker 3x63Amps, 35 KA, Adjustable |  | No | [5 empty] | 0 | 0
5) | Contactors , 4Poles, 300Amps AC3, Mechanical interlock |  | No | [5 empty] | 0 | 0
6) | Circuit Breaker 3x25Amps, 10 KVA | 2 | No | [5 empty] | 0 | 0
7) | Circuit Breaker 3x63Amps, 10 KVA |  | No | [5 empty] | 0 | 0
8) | Circuit Breaker 3x80Amps | 4 | No | [5 empty] | 0 | 0
9) | Circuit Breaker 3x250Amps, 25KA, Adjustable 0.6 to 1 | 1 | No | [5 empty] | 0 | 0
10) | Circuit Breaker 3x80Amps, 16KA | 4 | No | [5 empty] | 0 | 0
11) | Circuit Breaker 3x63Amps, 16KA |  | No | [5 empty] | 0 | 0
12) | Circuit Breaker 3x40Amps, 16KA | 1 | No | [5 empty] | 0 | 0
13) | Circuit Breaker 3x25Amps, 16KA | 3 | No | [5 empty] | 0 | 0
14) | Timer(minuterie) | 1 | No | [5 empty] | 0 | 0
15) | Differential circuit breaker 2x20Amps, 30mA | 1 | No | [5 empty] | 0 | 0
16) | Differential switch 4x25Amps,30mA | 2 | No | [5 empty] | 0 | 0
17) | Differential Switch 4x40Amps,30mA | 5 | No | [5 empty] | 0 | 0
18) | Differential Switch 4x63, 30mA | 22 | No | [5 empty] | 0 | 0
19) | Circuit Breaker 1x10Amps, 4.5KA | 55 | No | [5 empty] | 0 | 0
20) | Circuit Breaker 1x16Arnps, 4.5 KA | 75 | No | [5 empty] | 0 | 0
21) | Circuit Breaker 1x20Amps, 4.5KA | 130 | No | [5 empty] | 0 | 0
C | Cables and Feeders
Supply and install conduits and fittings, draw wires and the like (except where conduit work is required to be measured separately), Cable connectors and cable joints (where permitted) including joint boxes, sealing boxes, shrouds and the like and materials and heat for making the joints, Allowance in cable length for cables entering fittings and accessories, equipment or control gear, and all Necessary components and accessories and up to the satisfaction of the Engineer.
1) | Power Cable 4 x150 mm2, NYY-Local Source | 100 | L.M | [5 empty] | 0 | 0
2) | Power Cable 4 x35 mm2, NYY-Local Source | 125 | L.M | [5 empty] | 0 | 0
3) | Power Cable 4 x25 mm2, NYY-Local Source | 30 | L.M | [5 empty] | 0 | 0
4) | Power Cable 4 x10 mm2, NYY-Local Source | 110 | L.M | [5 empty] | 0 | 0
5) | Earth cable, flexible , 1x70mm2, green/yellow |  | L.M | [5 empty] | 0 | 0
6) | Earth cable, flexible , 1x16mm2, green/yellow | 130 | L.M | [5 empty] | 0 | 0
7) | Earth cable, flexible , 1x10mm2, green/yellow | 100 | L.M | [5 empty] | 0 | 0
8) | Earth bar, single disconnect link, with grounding & equipotential bonding terminal connections installed for earth pit to be connected to components (generator, pannel boards…) | 2 | L.S | [5 empty] | 0 | 0
D | Wiring Devices & Switches
Supply, install, connect, and test the following wiring devices and switches, complete with cover plates, supports, boxes, labeling, wiring, cables, conduits, trunking, fixing accessories, and all necessary incidentals, connected to the panel board or nearest wiring point. This includes electrical feeders (cables and circuit breakers) from the electrical panel to the connection box, complete with all required protection devices such as contactors, thermal relays, circuit breakers, fuses, and high and low voltage protection devices, to provide a complete installation as shown on the drawings and specified, ensuring proper operation to the satisfaction of the Engineer
1) | Switch, 10 Amps,1 Way | 160 | No | [5 empty] | 0 | 0
2) | Switch, 10 Amps, 2 Way | 100 | No | [5 empty] | 0 | 0
3) | Push button, 10 amps | 6 | No | [5 empty] | 0 | 0
4) | Power Socket outlet, 2P+ T, 10/16 Amps | 245 | No | [5 empty] | 0 | 0
5) | Power Socket outlet, duolex 2P+ T, 10/16Amps | 55 | No | [5 empty] | 0 | 0
6) | Electrical Power Heater or AC p0wer-outlet 12P+T) | 110 | No | [5 empty] | 0 | 0
7) | Surge protected devices SPO, 4 poles, Type 1+2 | 1 | No | [5 empty] | 0 | 0
8) | Surge protected devices SPO, 4 poles, Type 2 | 5 | No | [5 empty] | 0 | 0
9) | Telephone outlet,RJ11 | 125 | No | [5 empty] | 0 | 0
10) | Telephone Box 20 pairs | 2 | No | [5 empty] | 0 | 0
11) | Telephone Box 60 pairs | 3 | No | [5 empty] | 0 | 0
12) | Telephone Box 100 pairs |  | No | [5 empty] | 0 | 0
13) | Telephone Box 130 pairs |  | No | [5 empty] | 0 | 0
14) | MDF Telephone Box 300 pairs |  | No | [5 empty] | 0 | 0
15) | Telephone Centrale in/ Out |  | No | [5 empty] | 0 | 0
16) | Telephone Cable 20 Pairs | 100 | L.M | [5 empty] | 0 | 0
17) | Telephone Cable 60 Pairs | 200 | L.M | [5 empty] | 0 | 0
18) | Telephone Cable 100 Pairs | 80 | L.M | [5 empty] | 0 | 0
19) | Telephone Cable 130 Pairs |  | L.M | [5 empty] | 0 | 0
20) | Tv outlets | 60 | No | [5 empty] | 0 | 0
21) | Tv junction Box with splitter | 4 | No | [5 empty] | 0 | 0
22) | Lightning surge arrester (Paratonnere), NF-17 102 (radius 78m) , including all wiring, metallic enclosure, fuses, all necessary accessories, and dedicated grounding system. |  | No | [5 empty] | 0 | 0
23) | Uninterruptible power supply (UPS) unit to be installed in a rack cabinet, capacity 1800 VA, complete with all necessary accessories, as per specifications and drawing | 1 | No | [5 empty] | 0 | 0
24) | Flush-mounted data outlet connected to the rack cabinet, comprising back box (3 modules), chassis, 3-module cover plate with shutter, excluding data cabling and RJ45 outlet, complete with all necessary accessorie | 65 | No | [5 empty] | 0 | 0
D | Interior Lighting
Supply, install and connect lighting fixtures lm 50000 hours lifetime 100lm/watt, IEC 60598 including lamps, control gears, Junction Boxes accessories and all other incidentals required to provide a complete installation as specified to the satisfaction of the Engineer.
1) | Lighting Fixture waterproof IP65 LED 120cm | 55 | No | [5 empty] | 0 | 0
2) | Lighting Fixture 60x60cm LED | 95 | No | [5 empty] | 0 | 0
3) | Circular surface-mounted or recessed light fixture, LED 13W | 2 | No | [5 empty] | 0 | 0
4) | Circular surface-mounted or recessed light fixture, LED 20W | 300 | No | [5 empty] | 0 | 0
5) | Circular surface-mounted or recessed light fixture, LED 23W | 1 | No | [5 empty] | 0 | 0
6) | Motion Detector | 20 | No | [5 empty] | 0 | 0
E | Fire Alarm System
Supply, install & connect a complete conventional Fire Alarm System with all necessary accessories and fittings including, software (license and programming), fire rated cables, and all other incidentals required to provide a complete installation as specified to the satisfaction of the Engineer
1) | Main fire alarm control panel (FACP), addressable type, equipped with 3 detection loops expandable to 4 loops, with capability to interface with a secondary FACP, complete with all necessary accessories |  | No | [5 empty] | 0 | 0
2) | Adressable optical smoke detector with standard isolating base | 80 | No | [5 empty] | 0 | 0
3) | Adressable Fire alarm sounder 85db @ 3m and flasher 30 cd red IP65 UL-464 | 20 | No | [5 empty] | 0 | 0
4) | Manual call point (MCP) | 20 | No | [5 empty] | 0 | 0
5) | Telephone Dialer |  | No | [5 empty] | 0 | 0
6) | Fire alarm repeat panel | 1 | No | [5 empty] | 0 | 0
F | Hot Dip Galvanised Cable Trays
Supply and install of perforated steel Covered cable trays as needed hot dip galvanized after fabrication including all necessary accessories and fittings and all other incidentals required to provide a complete installation as specified to the satisfaction of the Engineer
1) | Hot dip galvanized cable tray with cover, width 40cm | 80 | L.M | [5 empty] | 0 | 0
2) | Hot dip galvanized cable tray with cover, width 30cm | 90 | L.M | [5 empty] | 0 | 0
3) | Hot dip galvanized cable tray with cover, width 20cm | 225 | L.M | [5 empty] | 0 | 0
4) | Hot dip galvanized cable tray with cover, width 10cm | 250 | L.M | [5 empty] | 0 | 0
G | UPS System
1) | UPS DOUBLE CONVERSION ONLINE 20 1PH MINS AUTONOMY 3 KVA | 1 | No | [5 empty] | 0 | 0
H | IT Equipment
Supply and install of the following, complete with all necessary accessories and connection for full opertation and to the satisfaction of the Engineer
1) | Rack 12 U according to attached specs AIT19CAB-CONF-001-1 CABINET CONF(1,15,60,1,4) | 4 | No | [5 empty] | 0 | 0
2) | Manageable Switch 24 Gbps Ports according to attached specs NETWORK SWITCHCONF(1,1,24,0,4,0,0,0,2,1,1,1,0,3) | 4 | No | [5 empty] | 0 | 0
3) | UTP Cable Cat 6 attached specs AIT19CBL-CONF-001-1 COPPER | 6000 | L.M | [5 empty] | 0 | 0
4) | Fully Populated ModularPatch Panel 24 Ports Cat 6 according to attached specs AIT19CBL-CONF-002-1 STRUCTURED NETWORK | 6 | No | [5 empty] | 0 | 0
5) | Patch Cord Organizer 1U according to attached specs AIT19CBL-CONF-002-1 STRUCTURED NETWORK CONF(4,1,16,0,16,0,2,2,40,1,1) | 6 | No | [5 empty] | 0 | 0
6) | Embedded RJ45 Jack Cat 6 according to attached specs AIT19CBL-CONF-002-1 STRUCTURED NETWORK CONF(4,1,16,0,16,0,2,2,40,1,1) | 100 | No | [5 empty] | 0 | 0
7) | Patch Cord 3 m Cat 6 according to attached specs AIT19CBL-CONF-002-1 STRUCTURED NETWORK CONF(4,1,16,0,16,0,2,2,40,1,1) | 45 | No | [5 empty] | 0 | 0
8) | Patch Cord 0.5 m Cat 6 according to attached specs AIT19CBL-CONF-002-1 STRUCTURED NETWORK CONF(4,1,16,0,16,0,2,2,40,1,1) | 45 | No | [5 empty] | 0 | 0
I | PV system
Design, supply, delivery, installation, testing, commissioning, and handover of a complete grid-connected solar photovoltaic (PV) system, including but not limited to PV modules, mounting structures, roof fixing systems, waterproofing works, string inverters, DC and AC cabling, cable trays and conduits, combiner boxes, protection devices, AC/DC distribution boards, monitoring and communication system, grounding and bonding system, lightning and surge protection, utility/grid interconnection works, labeling and safety signage, civil and ancillary works, and all accessories necessary for a fully operational system. The scope shall include site survey, detailed engineering design, structural verification, preparation of shop drawings, single-line diagrams (SLD), layout drawings, mounting structure details, cable routing drawings, coordination drawings, as-built documentation, operation and maintenance manuals, authority and utility approvals support, testing, commissioning, performance verification, training of the Employer's personnel, warranty obligations, and all labor, materials, equipment, tools, consumables, transportation, supervision, permits, and incidentals required for the complete execution of the works in accordance with the project specifications and applicable international standards.
| 40 Kwp On grid PV system | 1 | L.S | [5 empty] | 0 | 0
| TOTAL EXCLUDING VAT US$ | [8 empty] | 0
| VAT (11%) | [8 empty] | 0
| TOTAL INCLUDING VAT US$ | [8 empty] | 0

## OUTDOOR WORKS
Item | Description | Total Qty | Unit | Material | Labor | Equip. | Subcontractor | OH & Profit | Unit Price | Total Amount (USD)
DIVISION 2 - SITEWORK
A | Visibility
| Supply and install visibility signs made of galvanized steel with lamination as per Engineer's design. Price to include all fittings, poles, accessories, and necessary hardware. Lamination to be applied to enhance visibility and protect the signs from outdoor conditions. Galvanized steel poles and concrete foundations to be provided to securely mount the signs. Installation to ensure proper alignment and orientation for maximum visibility. Testing and commissioning to be conducted to the satisfaction of the Engineer. -Visibility Sign of 150 x 100 cm as per specs | 1 | L.S | [5 empty] | 0 | 0
DIVISION 3 - CONCRETE WORKS
A | MAINTENANCE OF CAST-IN-PLACE CONCRETE
Supply and execution of a smooth skim coat finish to all precast concrete ceiling surfaces and undersides. Item includes scaffolding, surface preparation, mechanical grinding of panel misalignments, and cleaning of all longitudinal joints. Joints must be filled with approved non-shrink grout or epoxy filler and reinforced with fiberglass mesh tape and necessary works to leave surfaces completely smooth and ready for direct paint application, all as per specifications and Engineer's approval."
1) | Maintenance for surfaces | 50 | m2 | [5 empty] | 0 | 0
B | CAST-IN-PLACE CONCRETE
Supply and pour screed, laid horizontally and to slopes, troweled smooth finish as specified, including steel reinforcement where required, expanded polystyrene filler board, dry joint, sealant where required and all fixing and accessories necessary to the good execution of the works as specified and as shown on details and drawings. Price shall also include all needed works for surface preparation up to the Engineer's Satisfaction
1) | Screed to slope to floor fro Bathroom and Roof |  | m3 | [5 empty] | 0 | 0
Supply, place, vibrate, finish, cure and test reinforced concrete of strength F'c = 35 MPa using Ordinary Portland Cement (OPC) Type I, and Sulfate Resistant Concrete (Type II) for all concrete elements in contact with soil, complete in accordance with the drawings and specifications. The item shall include all formwork and falsework required to achieve a smooth finished surface, including supports, props, struts, bracing, battens, wedges, fixings, chamfers and all accessories. The item shall further include high-yield deformed reinforcing steel bars Grade 60 (approximately 35 tonnes), including cutting, bending, laps, hooks, tying wire, spacers, chairs, wastage and all necessary fixing works. The rate shall include all embedded items, sleeves, block-outs and reservations required for electromechanical installations, epoxy anchoring adhesive for dowels bituminous protective coating to all concrete surfaces in contact with soil, and all labor, materials, equipment, testing and incidental works necessary for the complete execution of the works to the Engineer's satisfaction.
1) | To retaining wall | 245 | m3 | [5 empty] | 0 | 0
DIVISION 4 - MASONRY
A | UNIT MASONRY
Supply and install precast concrete blocks smooth finish of standard sizes, bedded and jointed in Ordinary Portland Cement and salt free sand mortar (1:4), including reservation to all conduits, ducts and pipes, polystyrene, wire mesh fixed mechanically, galvanized steel anchors each 2 courses, architrave bead, external corner bead, corner reinforcement with 1000mm expanded metal lath strips, haulage, hoisting, scaffolding, cast-in-situ reinforced concrete in Ordinary Portland Cement for lintels and solid blocks jambs to doors and windows openings in CMU walls, complete including formwork, steel reinforcement and all fixings and accessories necessary for the good execution of the works, in compliance with the specifications, and as shown on drawings and details
1) | 120mm thick, hollow concrete blocks | 30 | m² | [5 empty] | 0 | 0
2) | 150mm thick, hollow concrete blocks | 30 | m² | [5 empty] | 0 | 0
3) | 200mm thick, hollow concrete blocks | 30 | m² | [5 empty] | 0 | 0
DIVISION 5 - METALS
A | MISCELLANEOUS METALS
Galvanized Steel Element complete including support, paint, welds ,fittings(plates, anchors,…)all necessary fixing accessories, anti-corrosion paint with primer; as specified and/or as shown on drawings and details, and up to the Engineer's satisfaction.
1) | Galvanized steel ladder |  | Kg | [5 empty] | 0 | 0
2) | Steel structure | 3000 | Kg | [5 empty] | 0 | 0
Supply and install a heavy-duty, powder-coated Steel balustrade system complete with vertical posts, intermediate spindles, horizontal top and bottom rails, structural masonry anchoring fasteners, and matching end-caps
3) | Balustrade | 3000 | Kg | [5 empty] | 0 | 0
DIVISION 7 - THERMAL AND MOISTURE PROTECTION
A | SBS Membrane
Supply and apply Slated waterproofing membrane, including cleaning, preparation of substrata and periphery of upstand where required, Aluminum flashing, concrete angle fillet, sealant wherever required, overlapping, and all fixings and accessories necessary for the proper execution of the works, as specified and/or as shown on drawings and details.
1) | To Roofs including perimeter, 300mm high | 85 | m² | [5 empty] | 0 | 0
B | LIQUID-APPLIED WATERPROOFING
Supply and apply polyurethane waterproof liquid applied membrane (dry thickness 1.5 mm), including water cut-off mastic, mastic sealant, work around penetrations with polyurethane mastic sealant, concrete curb under threshold, filling of cavities with mortar, plastering where needed, concrete angle fillet and all necessary fixing accessories as specified and as shown on drawings and details. Price to include, cleaning, preparation of substrata and periphery of upstand where required, testing, dismantling, and re-installing of tanks, compressors, fixtures, electro-mechanical amenities.
2) | To toilet floors and terraces including perimeter, 300mm high |  | m² | [5 empty] | 0 | 0
3) | Supply and install a non-woven geotextile filter fabric with a minimum weight of 100 g/m² , ensuring a minimum 300 mm overlap at all joints |  | m² | [5 empty] | 0 | 0
4) | Supply and install minimum 50 mm thick high-density rigid thermal insulation boards, ensuring all boards are tightly jointed. |  | m² | [5 empty] | 0 | 0
DIVISION 8 - DOORS AND WINDOWS
A | FLUSH WOOD DOORS
Supply and install a 49mm Formica-coated wooden door including subframe and frame, complete with complete ironmongery, stainless steel hinges, handle, and keylock of approved quality, finished with high-pressure laminate (Formica) facing on both sides with matching durable edge banding, complete with a galvanized steel angle at the bottom, including dismantling of the existing damaged door and removal from site; all wooden works to be initially cured and treated to resist humidity and insects, with all repairs and making good (plaster and paint) to the surrounding walls included
1) | Door 1000x2200mm | 1 | No | [5 empty] | 0 | 0
2) | Door- 2200x140mm |  | No | [5 empty] | 0 | 0
3) | Door- 1800x70mm for toilets |  | No | [5 empty] | 0 | 0
4) | Door- 800x2200mm |  | No | [5 empty] | 0 | 0
Supply and install Sound-insulated wooden door with natural veneer finish, complete with frame, subframe, and magnetic card access system, in accordance with the specified dimensions, including all necessary ironmongery, fixing, finishing, and accessories, as per drawings and specifications, to the satisfaction of the Engineer
4) | Type D03 - 100x2200mm |  | No | [5 empty] | 0 | 0
B | METAL DOORS
Supply and install single panel, dimensions adjusted to existing opening, thickness 3mm, complete with frame, ironmongery, hardware, handles cylinder lock, provided with anti corrosion painting (two coats and primer). Price to include repair, making good (plaster and paint) to the surrounding walls.
1) | Steel Door 1000x2200mm |  | Kg | [5 empty] | 0 | 0
| Supply and install Sand blast glass securit Door (12 mm thick) St Gobain or equivalent high, 20 mm fire rated, metal frame, complete with all necessary accessories and, architrave, including sound attenuated sealer, the door system, including door, frame hardware and accessories, should be soundproof, up to Engineer Satisfaction | [7 empty] | 0 | 0
2) | Door for entrances | 3 | m2 | [5 empty] | 0 | 0
3) | Supply a genuine heavy-duty MAB fixation hydraulic floor spring assembly complete with a matching accessory kit, including a galvanized steel floor cement box, interchangeable spindle axle, top pivot set, and bottom strap | 1 | Unit | [5 empty] | 0 | 0
C | ALUMINUM WORKS
Supply and Install Aluminum Double glazed fixed panel aluminum with 6mm tempered clear glass, with frame, and all accessories needed for installation and proper use. Price to inlcude repair, making good (plaster and paint) to the surrounding walls (internal and external).
1) | Aluminum façade | 30 | m2 | [5 empty] | 0 | 0
2) | Aluminum and fiberglass skylight louvers for Shaft |  | m2 | [5 empty] | 0 | 0
Supply and install a heavy-duty, powder-coated aluminium balustrade system complete with vertical posts, intermediate spindles, horizontal top and bottom rails, structural masonry anchoring fasteners, and matching end-caps
1) | Ballustrade |  | L.m | [5 empty] | 0 | 0
Supply and Install powder coated Aluminum door overall size, complete including ironmongery, angles, horizontal frames with EPDM gasket, fixed beads, sealant, hardware, powder coated paint, aluminum profiles, including tiling of door opening and all necessary fixing accessories as specified and to Engineer's approval. Repair, making good (plaster and paint) to the surrounding wall to be included.
3) | Aluminum door - 90x220 cm | 1 | No | [5 empty] | 0 | 0
DIVISION 9 - FINISHES
A | PORTLAND CEMENT PLASTER
Supply and apply cement and sand plastering including stops, beads, needed scaffolding or machinery, and all details necessary for the proper execution of the works; as specified and as shown on drawings and details. Price to include SBR, fiber, galvanized steel mesh, polystyrene boards, or any other accessories for the proper execution of the works.
1) | To internal walls and columns, surfaces, and ceiling 15mm nominal thickness | 100 | m² | [5 empty] | 0 | 0
2) | To external walls, columns,, surfaces, and ceiling, 20 mm nominal thickness | 50 | m² | [5 empty] | 0 | 0
B | CERAMIC TILES
Supply and Install heavy duty ceramic tiles to floors, including adhesive, sand or crushed stone, cutting, chamfering, pointing, colored grouting, jointing, and all means necessary for the proper execution of the works, as specified and/or as shown on finishing schedule, drawings and details
1) | 600x600mm Full Body,Anti-slippery ceramic tiles to floors | 20 | m² | [5 empty] | 0 | 0
2) | Ceramic tiles for skirting with min thickness 8mm | 10 | L.m | [5 empty] | 0 | 0
3) | 300x300mm ceramic floor tiles, Full Body, with a minimum thickness of 8 mm, for bathroom floors |  | m² | [5 empty] | 0 | 0
4) | 200x200mm porcelain tiles to walls, min 8mm thickness |  | m² | [5 empty] | 0 | 0
5) | Granite Stair (Tread), min Thickness 20mm |  | L.m | [5 empty] | 0 | 0
6) | Granite Stair (Riser), min Thickness 20mm |  | L.m | [5 empty] | 0 | 0
7) | Granite Skirting , min Thickness 10mm |  | L.m | [5 empty] | 0 | 0
8) | 600x600mm Granite, min Thickness 20mm for Stairs Landings |  | m2 | [5 empty] | 0 | 0
9) | Granite Skirting , min Thickness 10mm |  | L.m | [5 empty] | 0 | 0
C | Wallpaper
| Supply and Install Wall covering (wallpaper), executed as per attached drawings and approved samples, complete with all necessary materials, adhesives, preparation works, and accessories, to the satisfaction of the Engineer |  | m² | [5 empty] | 0 | 0
D | STONE FLOORING
1) | Supply, install, and align precast concrete curbstones (bordures) of min size 300mm × 300mm × 150mm, including excavation, preparation of foundation, 100 mm thick concrete bedding, jointing, haunching with concrete, alignment, leveling, cutting where required, and all associated labor, materials, equipment, and incidentals, complete as per drawings and specifications. | 400 | lm | [5 empty] | 0 | 0
2) | Supply and install heavy-duty concrete paving tiles for sidewalks, laid over a prepared bedding layer of sand (50 mm thick), including surface preparation, leveling, cutting around obstacles, joint filling with sand, compaction, and all necessary materials, labor, tools, and equipment, complete as per drawings and specifications | 600 | m2 | [5 empty] | 0 | 0
Supply and install countertops complete including leveling, colored grout, adhesive, mortar, sink perforation, fascia and backsplash, granite sink, upstands where required and all fixings and electromechanical connections and accessories (P-trap, drainage, water supply, and others), as specified and/or as shown on drawings and details
3) | 20 mm thick, Stone countertop (Granite Galaxy) |  | m2 | [5 empty] | 0 | 0
E | PAINTING
All paint work shall include for supplying all necessary materials, machines, tools, scaffolding, storage and protection, cleaning and preparing substrates to receive paint, additives, mixing, sampling and testing, working on curved areas and narrow width necessary for the good execution of the works as shown on details and drawings, specified, instructed by the manufacturer and to the approval of the Engineer
Internal Paint
Prepare surfaces, remove dust, grease and any foreign material, apply primer sealer, putty, sand to smooth surfaces, clean, apply undercoat and anti-bacterial paint, as specified and/or as shown on drawings, details
1) | Internal Rubber-Based paint to Walls and Ceiling (caoutchouc) | 100 | m² | [5 empty] | 0 | 0
F | HIGH PERFORMANCE COATINGS
External Paint
Prepare surfaces, remove of old paint residues, dust, grease and any foreign material, apply primer sealer, putty, sand to smooth surfaces, clean, apply undercoat and acrylic paint (2 layers) and one additional layer of water repellent, as specified and/or as shown on drawings, details and finishing schedule. Price to include workmanship, scaffolding and all needed accessories, and up to the Engineer's instruction.
1) | External paint to façade (Mohair roll application) | 100 | m² | [5 empty] | 0 | 0
Supply and apply a multi-layer, UV-resistant outdoor acrylic sports court painting system over a prepared base, consisting of a surface primer, two coats of textured acrylic resurfacer, two coats of non-fading pigmented acrylic color topcoat, and precision-painted contrasting game lines to deliver a durable, slip-resistant, and completely weatherproof finish
2) | Paint for Courts Floors | 300 | m² | [5 empty] | 0 | 0
G | GYPSUM BOARD
Supply and install Gypsum board bulkhead, including supports ,expansion joints and access panels wherever required and all necessary fixing accessories; as specified and / or as shown on drawings and details. Price to include painting and all needed detailing.
1) | Gypsum Board to ceiling- minimum 8mm thick |  | m² | [5 empty] | 0 | 0
2) | Concealed openings for indirect lighting. |  | lm | [5 empty] | 0 | 0
H | Wood Works
Supply and Install Wooden decorative works for reception halls and rooms, complete with all necessary materials, framing, fixing, finishes, and accessories, executed as per drawings and specifications
1) | Wood for decoration |  | m2 | [5 empty] | 0 | 0
I | PVC False Ceiling
Supply and install PVC false ceiling, including supports ,expansion joints and access panels wherever required and all necessary fixing accessories; as specified and / or as shown on drawings and details. Pattern and color to be approved by the Engineer.
1) | PVC False Ceiling | 20 | m² | [5 empty] | 0 | 0
DIVISION 15 - MECHANICAL
A | PIPES AND FITTINGS
Supply and install heating water piping made of black seamless steel (Schedule 40), insulated with 2.5 cm thick mineral wool (density 64 kg/m³), for exposed pipes inside rooms.
1) | Steel pipes, dia=2 inch (main) |  | lm | [5 empty] | 0 | 0
1) | Steel pipes, dia=2 inch |  | lm | [5 empty] | 0 | 0
1) | Steel pipes, dia=1 1/2 inch |  | lm | [5 empty] | 0 | 0
1) | Steel pipes, dia=1 1/4 inch |  | lm | [5 empty] | 0 | 0
Supply and install Polypropylene cold water pipes including fittings, joints, connections, complete, as specified and as shown on drawings
1) | PPR pipes, dia=2 inch |  | lm | [5 empty] | 0 | 0
2) | PPR pipes, dia=1 1/2 inch |  | lm | [5 empty] | 0 | 0
3) | PPR pipes, dia=1 1/4 inch |  | lm | [5 empty] | 0 | 0
4) | PPR pipes, dia= 1 inch |  | lm | [5 empty] | 0 | 0
5) | PPR pipes, dia= 3/4 inch |  | lm | [5 empty] | 0 | 0
Supply and install Polypropylene hot water pipes including fittings, joints, connections, complete, as specified and as shown on drawings
1) | PPR pipes, dia=1 1/2 inch |  | lm | [5 empty] | 0 | 0
2) | PPR pipes, dia=1 1/4 inch |  | lm | [5 empty] | 0 | 0
3) | PPR pipes, dia= 1 inch |  | lm | [5 empty] | 0 | 0
4) | PPR pipes, dia= 3/4 inch |  | lm | [5 empty] | 0 | 0
5) | PPR pipes, dia=1/2 inch |  | lm | [5 empty] | 0 | 0
6) | PPR pipes, dia=2 inch | 185 | lm | [5 empty] | 0 | 0
Supply and install UPVC pipes for waste water including fittings, joints, connections, complete, as specified and as shown on drawings
1) | UPVC pipes, dia=2 inch |  | lm | [5 empty] | 0 | 0
2) | UPVC pipes, dia=3 inch | 300 | lm | [5 empty] | 0 | 0
3) | UPVC pipes, dia=4 inch | 265 | lm | [5 empty] | 0 | 0
4) | UPVC pipes, dia=5 inch | 250 | lm | [5 empty] | 0 | 0
5) | PVC pipes, dia=4 inch PN 80 | 185 | lm | [5 empty] | 0 | 0
Supply and install Ball valves and fittings complete, for cold and water as specified and as shown on drawings
1) | Double Regulating valve PN 20, dia=2 inch |  | No | [5 empty] | 0 | 0
2) | Double Regulating valve PN 20, dia=1 inch |  | No | [5 empty] | 0 | 0
3) | Bronze valves, dia=2 inch |  | No | [5 empty] | 0 | 0
4) | Bronze valves, dia=1 1/2 inch |  | No | [5 empty] | 0 | 0
5) | Bronze valves, dia=1 1/4 inch |  | No | [5 empty] | 0 | 0
6) | Bronze valves, dia=1 inch |  | No | [5 empty] | 0 | 0
7) | Bronze valves, dia=3/4 inch |  | No | [5 empty] | 0 | 0
Floor Cleanouts; with flange, closure plug, collar, adjustable strainer; grating; set in finished flooring, outlet passing through structural slab; include for connecting pipework and bends up to horizontal pipework; complete as specified and as shown on drawings
1) | FCO, dia=4 inch |  | No. | [5 empty] | 0 | 0
2) | Junction Box with Cover, dia=4 inch |  | No. | [5 empty] | 0 | 0
Floor drains; with flange, weep holes, outlet caulk connection, integral trap and auxiliary inlet, adjustable strainer; set in finished flooring, outlet passing through structural slab; include for connecting pipework as specified and as shown on drawings
1) | FD, dia= 3 inch |  | No. | [5 empty] | 0 | 0
2) | Roof drain with Dome , dia=3 inch |  | No. | [5 empty] | 0 | 0
Manhole made of reinforced concrete with all necessary works, accessories and labor for proper excecution and connection, including Ductile Iron Font Cover.
1) | Manhole:200cmx80cmx 80cm |  | No. | [5 empty] | 0 | 0
2) | Manhole:80cmx80cmx 80cm |  | No. | [5 empty] | 0 | 0
3) | Manhole:60cmx60cm | 14 | No. | [5 empty] | 0 | 0
| Galvanized vents G90 according to SMACNA & ASHRAE standards |  | Kg | [5 empty] | 0 | 0
Flexible pipes according to SMACNA & ASHRAE standards
1) | D=25cm |  | L.M | [5 empty] | 0 | 0
2) | D=30cm |  | L.M | [5 empty] | 0 | 0
3) | D=35cm |  | L.M | [5 empty] | 0 | 0
B | PLUMBING FIXTURES
Plumbing sanitary fixtures including all component parts, angle valves, traps, taps, flexible connections, control, assembly, connections to supply and waste pipework, sealant, etc. complete as specified and as shown on drawings and details
1) | Lavatory including mirror and shelve |  | No. | [5 empty] | 0 | 0
2) | Western Water closet |  | No. | [5 empty] | 0 | 0
3) | Perineal Hose |  | No. | [5 empty] | 0 | 0
4) | Kitchen sink mixer |  | No. | [5 empty] | 0 | 0
5) | Lavatory Mixer |  | No. | [5 empty] | 0 | 0
6) | Shower Mixer |  | No. | [5 empty] | 0 | 0
7) | Heavy-duty, food-grade 304 stainless steel counter-top measuring 120 cm x 60 cm, complete with an integrated, fully welded seamless basin measuring 33 cm x 50 cm x 50 cm, securely mounted on a rigid supporting frame or cabinetry, and finished with satin surfaces, a sound-dampening undercoating, a high-flow drainage waste kit, and watertight wall-joint sealin |  | No. | [5 empty] | 0 | 0
8) | Heavy-duty, anti-slip acrylic or resin-composite shower tray (bac à douche), (90cmx90cm)precisely leveled and securely fixed onto a prepared base, complete with a high-flow drainage waste trap, watertight perimeter sealing, and all necessary connections to the wastewater system |  | No. | [5 empty] | 0 | 0
C | FANS &GRILLS
Centrifugal fresh air fans complete with fly screen, motors, impeller assembly, wires and wiring, anti vibration control, fixings, supports, anchors, accessories, etc. complete as specified and as shown on drawings
1) | 50 LPS @ 100pa |  | No. | [5 empty] | 0 | 0
2) | 140 LPS @ 100pa |  | No. | [5 empty] | 0 | 0
3) | 200 LPS @ 100pa |  | No. | [5 empty] | 0 | 0
Security air supply grill with opposed blade volume damper
1) | 20cmx20cm |  | No. | [5 empty] | 0 | 0
2) | 50cmx50cm |  | No. | [5 empty] | 0 | 0
D | Hot Water& Heating System
Supply and Installation of the following:
Electric Hot water heater storage tanks including drain, valves, automatic air vent, connections, accessories, etc. complete as specified and as shown on drawings and details
1) | HWST, Capacity=80 L, 1500W |  | No. | [5 empty] | 0 | 0
2) | HWST, Capacity=100 L, 1800 W |  | No. | [5 empty] | 0 | 0
3) | HWST, Capacity=200 L, 2000 W |  | No. | [5 empty] | 0 | 0
4) | Cast iron sectional boilers complete with control panel, safety valve, drain valve, two gate valves, manometer and thermometer, jacketing and all necessary works for the operation of the units. Boiler working pressure shall not be less than 4 Bars. Capacities:250KW, Approved material: Buderus, De Dietrich, Riello or equal |  | L.S | [5 empty] | 0 | 0
5) | Fuel oil burners including all necessary fittings, nozzles, fuel valve, emergency shut-off valve and filter, wiring and all necessary works for the operation of the units. Capacities:270KW, Approved material: Buderus, De Dietrich, Riello or equal |  | L.S | [5 empty] | 0 | 0
6) | Heating water centrifugal in line type pumps, single stage circulating type, complete with two gate valves, one check valve, manometer fittings, accessories and all necessary works for the operation of the units. Capacities: 14.5m3/hr at 5m head |  | L.S | [5 empty] | 0 | 0
7) | Open expansion tank, 2mm GS sheet, complete with cover, gate valve, float valve and connection to the domestic cold water network. Capacity: 250L |  | L.S | [5 empty] | 0 | 0
8) | Heating element with angle valve and all accessories 126Watt |  | No. | [5 empty] | 0 | 0
9) | Black steel fuel tank thickness 3 mm including filling valve, drain and outlet valves, level indicator, fittings, paint, accessories and material to complete the job, Capacity: 2000 liter |  | No. | [5 empty] | 0 | 0
10) | Black seamless steel pipes conforming to SCH40 for boiler with paint, special supports and hangers, fittings expansion joints, brackets, bonding cement, cleaning materials, accessories, material and labor to complete the job. Diameter:2 inch |  | L.M | [5 empty] | 0 | 0
11) | Black sheet steel flue chimney thickness 3mm complete with supports, paint, 5cm rockwool insulation. Inner Diameter: 30cm |  | L.M | [5 empty] | 0 | 0
E | Air-conditioning units& Accessories:
Supply and install of a factory-assembled Air Conditioning Unit, featuring an inverter with dual inverter-driven compressor units, including a high and low-pressure ambient kit, high-pressure safety, low-pressure safety, defrost control, overload protection relay, over-voltage and under-voltage protection. The scope also includes electrical cables and containment system connections(up to 15m) between the indoor and outdoor units, a weekly programmable wired thermostat, and complete metallic condensate drain pipes with accessories and connections to the nearest approved drain. The indoor and outdoor units should be equipped with a galvanized steel base with vibration isolators. All cables shall be installed within approved cable containment systems The price should cover the removal of existing units, all necessary works to ensure proper fixation of all AC components inside and on the building façade, up to the Engineer's approval.
1) | AC Unit 24000 BTU/Hr- Split type |  | No. | [5 empty] | 0 | 0
2) | AC Unit 18000 BTU/Hr- Split type |  | No. | [5 empty] | 0 | 0
3) | AC Unit 12000 BTU/Hr- Split type |  | No. | [5 empty] | 0 | 0
|  |  | No. | [5 empty] | 0 | 0
4) | Portable dry chemical powder fire extinguisher, wall-mounted- 20 Lbs |  | No. | [5 empty] | 0 | 0
5) | Automatic dry powder fire extinguisher, ceiling-mounted, for storage rooms- 10 Lbs |  | No. | [5 empty] | 0 | 0
6) | CO2 total flooding system for mechanical rooms including necessary accessories and connections. |  | L.S
7) | Water Tank 2000 liter,3 layers, NTG or equivalent, including all valves and accessories |  | No. | [5 empty] | 0 | 0
8) | Submersible sewage Pump inlcuding all connections and accessories. 2.5m3/h @0.4 Bar |  | No. | [5 empty] | 0 | 0
|  |  | No. | [5 empty] | 0 | 0
DIVISION 16 - ELECTRICAL & IT
A | PANELBOARDS
Supply, install and connect MDB, SMDBs with busbars, moulded case circuit breakers, contactors, fuses, switch - disconnectors, spares, spaces, surge arrestors, digital indicating and measuring devices, wires ground conductors cables lugs and accessories, all as described in the specifications and as specified to the satisfaction of the Engineer. And supply secondary distribution boards including cabinets, circuit breakers, busbars, connectors, switch-disconnectors, spares and spaces including all trunking and wires, ground conductors and accessories from DB's to branches circuit breakers as shown and specified on drawings. All the panel boards components shall be labeled and identified with a durable fixed identification and to the satisfaction of the Engineer.
1) | Panel Board, IP40, Plastic 36 Modules | 1 | No | [5 empty] | 0 | 0
2) | Panel Board, IP40, Plastic 48 Modules |  | No | [5 empty] | 0 | 0
3) | Panel Board, IP40, Plastic 72 Modules |  | No | [5 empty] | 0 | 0
4) | Panel Board, IP40, Plastic 96 Modules |  | No | [5 empty] | 0 | 0
5) | Panel Board, IP40, Plastic 144 Modules |  | No | [5 empty] | 0 | 0
6) | Outdoor Lighting Control Panel | 1 | No | [5 empty] | 0 | 0
7) | ATS :EDL+Generator including panel, contactor,MCB,Control,PLC… |  | No | [5 empty] | 0 | 0
B | Breakers
Supply, install, connect and test the following Breakers complete in perfect operating conditions, including, boxes, labeling, for all items as specified and/or as shown on the drawings and to the satisfaction of the Engineer.
1) | Circuit Breaker 3x400Amps, 35KA, Adjustable |  | No | [5 empty] | 0 | 0
2) | Circuit Breaker 3x250Amps, 35KA, Adjustable |  | No | [5 empty] | 0 | 0
3) | Circuit Breaker 3x100Amps, 35KA, Adjustable |  | No | [5 empty] | 0 | 0
4) | Circuit Breaker 3x63Amps, 35 KA, Adjustable |  | No | [5 empty] | 0 | 0
5) | Contactors , 4Poles, 300Amps AC3, Mechanical interlock |  | No | [5 empty] | 0 | 0
6) | Circuit Breaker 3x25Amps, 10 KVA |  | No | [5 empty] | 0 | 0
7) | Circuit Breaker 3x63Amps, 10 KVA |  | No | [5 empty] | 0 | 0
8) | Circuit Breaker 3x80Amps |  | No | [5 empty] | 0 | 0
9) | Circuit Breaker 3x250Amps, 25KA, Adjustable 0.6 to 1 |  | No | [5 empty] | 0 | 0
10) | Circuit Breaker 3x80Amps, 16KA |  | No | [5 empty] | 0 | 0
11) | Circuit Breaker 3x63Amps, 16KA |  | No | [5 empty] | 0 | 0
13) | Circuit Breaker 3x40Amps, 16KA |  | No | [5 empty] | 0 | 0
14) | Circuit Breaker 3x25Amps, 16KA |  | No | [5 empty] | 0 | 0
15) | Timer(minuterie) |  | No | [5 empty] | 0 | 0
16) | Differential circuit breaker 2x20Amps, 30mA |  | No | [5 empty] | 0 | 0
17) | Differential switch 4x25Amps,30mA |  | No | [5 empty] | 0 | 0
18) | Differential Switch 4x40Amps,30mA |  | No | [5 empty] | 0 | 0
19) | Differential Switch 4x63, 30mA |  | No | [5 empty] | 0 | 0
20) | Circuit Breaker 1x10Amps, 4.5KA |  | No | [5 empty] | 0 | 0
21) | Circuit Breaker 1x16Arnps, 4.5 KA |  | No | [5 empty] | 0 | 0
22) | Circuit Breaker 1x20Amps, 4.5KA |  | No | [5 empty] | 0 | 0
C | Cables and Feeders
Supply and install conduits and fittings, draw wires and the like (except where conduit work is required to be measured separately), Cable connectors and cable joints (where permitted) including joint boxes, sealing boxes, shrouds and the like and materials and heat for making the joints, Allowance in cable length for cables entering fittings and accessories, equipment or control gear, and all Necessary components and accessories and up to the satisfaction of the Engineer.
1) | Power Cable 4 x150 mm2, NYY-Local Source |  | L.M | [5 empty] | 0 | 0
2) | Power Cable 4 x35 mm2, NYY-Local Source |  | L.M | [5 empty] | 0 | 0
3) | Power Cable 4 x25 mm2, NYY-Local Source |  | L.M | [5 empty] | 0 | 0
4) | Power Cable 4 x10 mm2, NYY-Local Source | 100 | L.M | [5 empty] | 0 | 0
5) | Earth cable, flexible , 1x70mm2, green/yellow |  | L.M | [5 empty] | 0 | 0
6) | Earth cable, flexible , 1x16mm2, green/yellow |  | L.M | [5 empty] | 0 | 0
7) | Earth cable, flexible , 1x10mm2, green/yellow | 100 | L.M | [5 empty] | 0 | 0
8) | Earth bar, single disconnect link, with grounding & equipotential bonding terminal connections installed for earth pit to be connected to components (generator, pannel boards…) |  | L.S | [5 empty] | 0 | 0
D | Wiring Devices & Switches
Supply, install, connect, and test the following wiring devices and switches, complete with cover plates, supports, boxes, labeling, wiring, cables, conduits, trunking, fixing accessories, and all necessary incidentals, connected to the panel board or nearest wiring point. This includes electrical feeders (cables and circuit breakers) from the electrical panel to the connection box, complete with all required protection devices such as contactors, thermal relays, circuit breakers, fuses, and high and low voltage protection devices, to provide a complete installation as shown on the drawings and specified, ensuring proper operation to the satisfaction of the Engineer
1) | Switch, 10 Amps,1 Way | 2 | No | [5 empty] | 0 | 0
2) | Switch, 10 Amps, 2 Way |  | No | [5 empty] | 0 | 0
3) | Push button, 10 amps |  | No | [5 empty] | 0 | 0
4) | Power Socket outlet, 2P+ T, 10/16 Amps | 5 | No | [5 empty] | 0 | 0
5) | Power Socket outlet, duolex 2P+ T, 10/16Amps |  | No | [5 empty] | 0 | 0
6) | Electrical Power Heater or AC p0wer-outlet 12P+T) | 1 | No | [5 empty] | 0 | 0
7) | Surge protected devices SPO, 4 poles, Type 1+2 |  | No | [5 empty] | 0 | 0
8) | Surge protected devices SPO, 4 poles, Type 2 |  | No | [5 empty] | 0 | 0
9) | Telephone outlet,RJ11 | 4 | No | [5 empty] | 0 | 0
10) | Telephone Box 20 pairs |  | No | [5 empty] | 0 | 0
11) | Telephone Box 60 pairs |  | No | [5 empty] | 0 | 0
13) | Telephone Box 100 pairs |  | No | [5 empty] | 0 | 0
14) | Telephone Box 130 pairs |  | No | [5 empty] | 0 | 0
15) | MDF Telephone Box 300 pairs |  | No | [5 empty] | 0 | 0
16) | Telephone Centrale in/ Out |  | No | [5 empty] | 0 | 0
17) | Telephone Cable 20 Pairs |  | L.M | [5 empty] | 0 | 0
18) | Telephone Cable 60 Pairs |  | L.M | [5 empty] | 0 | 0
19) | Telephone Cable 100 Pairs |  | L.M | [5 empty] | 0 | 0
20) | Telephone Cable 130 Pairs |  | L.M | [5 empty] | 0 | 0
21) | Tv outlets |  | No | [5 empty] | 0 | 0
22) | Tv junction Box with splitter |  | No | [5 empty] | 0 | 0
23) | Lightning surge arrester (Paratonnere), NF-17 102 (radius 78m) , including all wiring, metallic enclosure, fuses, all necessary accessories, and dedicated grounding system. |  | No | [5 empty] | 0 | 0
24) | Uninterruptible power supply (UPS) unit to be installed in a rack cabinet, capacity 1800 VA, complete with all necessary accessories, as per specifications and drawing |  | No | [5 empty] | 0 | 0
25) | Flush-mounted data outlet connected to the rack cabinet, comprising back box (3 modules), chassis, 3-module cover plate with shutter, excluding data cabling and RJ45 outlet, complete with all necessary accessorie | 4 | No | [5 empty] | 0 | 0
26) | Junction Box | 10 | No | [5 empty] | 0 | 0
D | Lighting
Supply, install and connect lighting fixtures lm 50000 hours lifetime 100lm/watt, IEC 60598 including lamps, control gears, Junction Boxes accessories and all other incidentals required to provide a complete installation as specified to the satisfaction of the Engineer.
1) | Lighting Fixture waterproof IP65 LED 120cm | 20 | No | [5 empty] | 0 | 0
2) | Lighting Fixture 60x60cm LED |  | No | [5 empty] | 0 | 0
3) | Circular surface-mounted or recessed light fixture, LED 20W | 10 | No | [5 empty] | 0 | 0
4) | LED Floodlight IP65, 100 Watt, 220V | 4 | No | [5 empty] | 0 | 0
5) | Sodium Floodlight IP65, 150 Watt, 220 V | 15 | No | [5 empty] | 0 | 0
Supply, install, test, and commission a complete solar LED street lighting unit including a galvanized and powder-coated steel pole, 200 Wp Monocrystalline PERC or N-Type TOPCon solar panel (Tier-1 manufacturer), 80 W LED luminaire with minimum 12,000 lm output and 150 lm/W efficacy, LiFePO₄ battery with minimum 1,500 Wh capacity providing at least 3 nights autonomy, charge controller, dimmable driver, PIR/microwave motion sensor, photocell, programmable dimming, remote monitoring capability, adjustable solar panel mounting structure, anti-theft accessories, SS304 stainless steel fasteners, and all required cabling and connections. The unit shall be IP66 minimum and programmed for dusk-to-dawn operation with 100% output during the first four hours of darkness and 45-50% output thereafter. The item shall include all necessary civil works comprising excavation, reinforced concrete foundation, anchor bolts, pole erection, backfilling, reinstatement, testing, commissioning, and all accessories required for a complete operational installation. Warranty: PV module 25 years, battery 5 years, LED luminaire and electronics 3 year
6) | Solar Street Lighting with Pole H=6m | 2 | No | [5 empty] | 0 | 0
7) | Solar Street Lighting with Pole H=8m | 4 | No | [5 empty] | 0 | 0
E | Fire Alarm System
Supply, install & connect a complete conventional Fire Alarm System with all necessary accessories and fittings including, software (license and programming), fire rated cables, and all other incidentals required to provide a complete installation as specified to the satisfaction of the Engineer
1) | Main fire alarm control panel (FACP), addressable type, equipped with 3 detection loops expandable to 4 loops, with capability to interface with a secondary FACP, complete with all necessary accessories | 1 | No | [5 empty] | 0 | 0
2) | Adressable optical smoke detector with standard isolating base | 2 | No | [5 empty] | 0 | 0
3) | Adressable Fire alarm sounder 85db @ 3m and flasher 30 cd red IP65 UL-464 | 1 | No | [5 empty] | 0 | 0
4) | Manual call point (MCP) | 1 | No | [5 empty] | 0 | 0
5) | Telephone Dialer |  | No | 1 | 1 | 1 | 1 | 1 | 5 | 0
6) | Fire alarm repeat panel |  | No | 1 | 1 | 1 | 1 | 1 | 5 | 0
F | Hot Dip Galvanised Cable Trays |  |  | 1 | 1 | 1 | 1 | 1
| Supply and install of perforated steel Covered cable trays as needed hot dip galvanized after fabrication including all necessary accessories and fittings and all other incidentals required to provide a complete installation as specified to the satisfaction of the Engineer |  |  | 1 | 1 | 1 | 1 | 1
1) | Hot dip galvanized cable tray with cover, width 40cm |  | L.M | 1 | 1 | 1 | 1 | 1 | 5 | 0
2) | Hot dip galvanized cable tray with cover, width 30cm |  | L.M | 1 | 1 | 1 | 1 | 1 | 5 | 0
3) | Hot dip galvanized cable tray with cover, width 20cm |  | L.M | 1 | 1 | 1 | 1 | 1 | 5 | 0
4) | Hot dip galvanized cable tray with cover, width 10cm |  | L.M | 1 | 1 | 1 | 1 | 1 | 5 | 0
G | UPS System |  |  | 1 | 1 | 1 | 1 | 1
1) | UPS DOUBLE CONVERSION ONLINE 20 1PH MINS AUTONOMY 3 KVA |  | No | 1 | 1 | 1 | 1 | 1 | 5 | 0
|  |  |  | 1 | 1 | 1 | 1 | 1
H | IT Equipment |  |  | 1 | 1 | 1 | 1 | 1
| Supply and install of the following, complete with all necessary accessories and connection for full opertation and to the satisfaction of the Engineer |  |  | 1 | 1 | 1 | 1 | 1
1) | Rack 12 U according to attached specs AIT19CAB-CONF-001-1 CABINET CONF(1,15,60,1,4) |  | No | 1 | 1 | 1 | 1 | 1 | 5 | 0
2) | Manageable Switch 24 Gbps Ports according to attached specs NETWORK SWITCHCONF(1,1,24,0,4,0,0,0,2,1,1,1,0,3) |  | No | 1 | 1 | 1 | 1 | 1 | 5 | 0
3) | UTP Cable Cat 6 attached specs AIT19CBL-CONF-001-1 COPPER |  | L.M | 1 | 1 | 1 | 1 | 1 | 5 | 0
4) | Fully Populated ModularPatch Panel 24 Ports Cat 6 according to attached specs AIT19CBL-CONF-002-1 STRUCTURED NETWORK |  | No | 1 | 1 | 1 | 1 | 1 | 5 | 0
5) | Patch Cord Organizer 1U according to attached specs AIT19CBL-CONF-002-1 STRUCTURED NETWORK CONF(4,1,24,0,24,0,8,8,170,1,1) |  | No | 1 | 1 | 1 | 1 | 1 | 5 | 0
6) | Embedded RJ45 Jack Cat 6 according to attached specs AIT19CBL-CONF-002-1 STRUCTURED NETWORK CONF(4,1,24,0,24,0,8,8,170,1,1) |  | No | 1 | 1 | 1 | 1 | 1 | 5 | 0
7) | Patch Cord 3 m Cat 6 according to attached specs AIT19CBL-CONF-002-1 STRUCTURED NETWORK CONF(4,1,24,0,24,0,8,8,170,1,1) |  | No | 1 | 1 | 1 | 1 | 1 | 5 | 0
8) | Patch Cord 0.5 m Cat 6 according to attached specs AIT19CBL-CONF-002-1 STRUCTURED NETWORK CONF(4,1,24,0,24,0,8,8,170,1,1) |  | No | 1 | 1 | 1 | 1 | 1 | 5 | 0
| TOTAL EXCLUDING VAT US$ | [8 empty] | 0
| VAT (11%) | [8 empty] | 0
| TOTAL INCLUDING VAT US$ | [8 empty] | 0